## Scenario_list (hidden)
Scenario 1: All electricity is bought from grid
Scenario 2: Electricity from battery and PV is fully utilised
Scenario 3: Electricity from battery is fully utilised and PV is sold to grid
Scenario 4: Electricity from PV is fully utilised and battery is sold to grid

## Overall comments
1. We grow costs under inflation rate, yet we discount using IRR (which is inline with article "The Levelized Cost of Storage of Electrochemical Energy Storage Technologies in China")

## Model and Assumptions
Colors used |  |  |  |  | Solar |  | URL
Blue -- inputs | Red -- questionable |  |  |  | Solar -- Investment Tax Credit (Tax Shield) | 26% | https://www.forbes.com/home-improvement/solar/solar-tax-credit-by-state/
Orange -- inputs from other sheets | Green -- computed outside |  |  |  | Solar -- Years of Service | 25 | https://news.energysage.com/how-long-do-solar-panels-last/
[5 empty] | Solar -- Degradation Rate per Year | 0.5% | https://www.nrel.gov/state-local-tribal/blog/posts/stat-faqs-part2-lifetime-of-pv-panels.html
[5 empty] | Solar -- Inverter + System Loss | 2% | Sign-off: Ro Kirchev
Model Inputs |  |  |  |  | Solar -- Cost Drop Rate | 10.23% | Geometric mean over last 5 years https://www.nrel.gov/news/program/2021/documenting-a-decade-of-cost-declines-for-pv-systems.html
Hydrogen Demand (kg/day) | 8000 |  |  |  | Solar -- 2nd life price | 100000 | Sign-off: 0.1 USD per Watt https://avenston.com/en/articles/solar-second-life/
IRR | 12%
Project Duration | 20 |  |  |  | Solar -- Price per MW Upfront | 881000 | See 'CapEx' sheet and explanations there
Operating Days | 350 |  |  |  | Solar -- Price per MW Annual | 0 | See 'CapEx' sheet and explanations there
Project Start Year | 2022 |  |  |  | Solar -- Upfront Fixed | 0 | See 'CapEx' sheet and explanations there
Inflation Rate | 2.92% | Mean over the last 10 years https://www.usinflationcalculator.com/inflation/current-inflation-rates/#:~:text=The%20annual%20inflation%20rate%20for,ET. |  |  | Solar -- Fixed Annual | 0 | See 'CapEx' sheet and explanations there
Location & Grid Parameters | Location | State
Location | AZ, Phoenix | Arizona | Drop-down list does not include Canada |  | Grid
Solar price per MWh (20 years) | 33.59 |  |  |  | Grid -- Price per MW Upfront | 20000 | See 'CapEx' sheet and explanations there
Sun hours (MW) | 6.58 |  |  |  | Grid -- Price per MW Annual | 0 | See 'CapEx' sheet and explanations there
Grid Connection Type | Distribution SO |  |  |  | Grid -- Upfront Fixed | 0 | See 'CapEx' sheet and explanations there
Energy Price at the Location/Energy Price California | 0.55 | https://www.eia.gov/electricity/state/ |  |  | Grid -- Fixed Annual | 21280 | See 'CapEx' sheet and explanations there
[5 empty] | Grid -- Investment Tax Credit | 6% | Seems to satisty 6% base rate requirement https://www.foley.com/en/insights/publications/2021/10/new-tax-credit-electric-transmission-property
Company Capital Structure |  |  |  |  | Grid/CA -- distribution -- Price per MWh (no capex) | 262.6 | Sign-off: Yury Maximov, daily average +30% contingency
Debt | 20% |  |  |  | Grid/CA -- distributoin -- Demand charge per MW (upd on MWh, no capex) | 324.69 | Sign-off: Yury Maximov, with demand charge (avegraged over grid usage time), 12 intervals per hour
Cost of Debt | 8% |  |  |  | Grid/CA -- transmission price per MWh (no capex) | 55.01 | Sign-off: Yury Maximov, 90% quantile is taken
Equity | 80%
Cost of Equity | 12% |  |  |  | Grid price per MWh (CA) | 587.29 | В каком случае цена из грида = 55$?
WACC | 11% |  |  |  | Grid price per MWh (State Adjusted) | 323.0095
Project Parameters |  |  |  |  | Battery |  | URL
Project's Life Span | 20 |  |  |  | Battery -- Investment Tax Credit (Tax Shield) | 26% | https://aurorasolar.com/blog/federal-tax-incentive-for-battery-storage/
Depreciation Method | Double decline |  |  |  | Battery -- 2nd life MWH price/1st life MWH price | 0.53 | https://www.sciencedirect.com/science/article/abs/pii/S0306261921007212
Depreciation Schedule | 10 |  |  |  | Battery -- Degradation Rate per Year | 2% | https://ieeexplore.ieee.org/document/9223659
Tax Rate | 21% |  |  |  | Battery -- Roundtrip Efficiency | 96% | Sign-off: Michael Sarnoff-Wood (1.8% loss operational for C = 0.3)
[5 empty] | Barrery -- SOC Max: | 10% | Sign-off: Michael Sarnoff-Wood (cell health, efficiency)
[5 empty] | Barrery -- SOC Min: | 90% | Sign-off: Michael Sarnoff-Wood (cell health, efficiency)
IRA Tax Credit |  |  |  |  | Battery -- Depth of Charge | 80%
IRA Target | No IRA Target | 0.45 kg = 1 hour of CA grid usage + https://www.fchea.org/transitions/2022/8/5/how-the-inflation-reduction-act-of-2022-will-advance-a-us-hydrogen-economy |  |  | Battery -- C factor | 70% | Sign-off: Michael Sarnoff-Wood (temperature limits)
IRA Discount per KG | 0 |  |  |  | Battery -- Discharge Time (hours) | 1.43
Hours of Grid Operating | 8 | Sign-off: Yury Maximov, "Green" hydrogen corresponds to 0.96 Hour of CA Grid |  |  | Battery -- Cycles per Day | 1 | Sign-off Yury Maximov (baseline assumption)
| 0.45 KG CO2 /KG H2 |  |  |  | Battery -- Charge Time | 8 | TBC with Michael Sarnoff-Wood
| 1.5 KG CO2/KG H2 |  |  |  | Battery -- Correction coeff. for upsized battery | 0.9 | Economic literature, TBC with Michael Sarnoff-Wood
| 2.5 KG CO2/KG H2 |  |  |  | Battery -- Cost Drop Rate | 6.56% | Figure ES-2, Geometric Mean from 2020 to 2035 https://www.nrel.gov/docs/fy21osti/79236.pdf
| 4 KG CO2/KG H2 |  |  |  | Battery -- Lifetime | 10 | https://blog.modo.energy/battery-degradation-explained
No IRA Target
[5 empty] | Battery -- Price per MWh Upfront | 810868.89 | See 'CapEx' sheet and explanations there
Assumptions | Comment | URL |  |  | Battery -- Price per MWh Annual | 0 | See 'CapEx' sheet and explanations there
Battery: 1.5 -- 2 cycles per day | 80% degradation at the EOL | https://blog.modo.energy/battery-degradation-explained |  |  | Battery -- Upfront Fixed | 57277.48 | See 'CapEx' sheet and explanations there
Battery: Uniform Degradation MWH over time |  | https://www.iso-ne.com/static-assets/documents/2020/12/a9_modeling_of_battery_storage_in_economic_studies.pdf |  |  | Battery -- Fixed Annual | 250000 | See 'CapEx' sheet and explanations there
Battery: No degradation MW over time |  | https://www.iso-ne.com/static-assets/documents/2020/12/a9_modeling_of_battery_storage_in_economic_studies.pdf
[5 empty] | Battery -- Installed Capacity, MWh | 111.04
Electrolyser
Constants |  |  |  |  | Electrolyzer -- Stack Lifetime (hours) | 70000 | Sign-off: Yury Maximov, PEM 80000, Alkaline 60000; Averaged
KWh per KG H2 | 33.6 |  |  |  | Electrolyzer -- Mean load (%) | 80% | Sign-off: Yury Maximov, upper bound -- the average load is about 70% in the scheduler, took + 10%
[5 empty] | Electrolyzer -- Stack Lifetime (years) | 10
[5 empty] | Electrolyzer -- Investment Tax Credit | 30% | https://www.bakerbotts.com/thought-leadership/publications/2022/august/clean-hydrogen-and-fuel-cell-incentives-in-the-inflation-reduction-act-of-2022
[5 empty] | Electrolyzer -- Efficiency | 60% | Section 4.7 https://theicct.org/wp-content/uploads/2021/06/final_icct2020_assessment_of-_hydrogen_production_costs-v2.pdf
[5 empty] | Electrolyzer -- Heating Value (kWh/kg H2) | 56
[5 empty] | Electrolyzer -- Degradation rate per year | 2% | TBC
Powers & Energies |  |  |  |  | Electrolyser -- Efficiency increase per year | 1% | 60% now to 80%, linearly spanned over 20 years
Solar power, MW | 1 |  |  |  | Electrolyser -- Price drop per Year | 6% | Table 6 at https://www.irena.org/-/media/Files/IRENA/Agency/Publication/2020/Dec/IRENA_Green_hydrogen_cost_2020.pdf
Battery Capacity, MWh | 1 |  |  |  | Electrolyzer -- Price per MW Upfront | 1587501.8 | See 'CapEx' sheet and explanations there
Electrolyser Power, MW | 1 |  |  |  | Electrolyzer -- Price per MW Annual | 1081500 | See 'CapEx' sheet and explanations there
Grid Consumption, MWh | 1 |  |  |  | Electrolyzer -- Upfront Fixed | 48530.97 | See 'CapEx' sheet and explanations there
[5 empty] | Electrolyzer -- Fixed Annual | 848686.4 | See 'CapEx' sheet and explanations there
[5 empty] | Electrolyser -- Compression Losses | 12% | https://www.irena.org/-/media/Files/IRENA/Agency/Publication/2020/Dec/IRENA_Green_hydrogen_cost_2020.pdf
Hydrogen Storage
[5 empty] | H2 Storage -- Degradation over time | 0% | https://gulfenergyinfo.com/h2tech/articles/2021/q3-2021/long-duration-h2-storage-in-solution-mined-salt-caverns-part-1#:~:text=H2%20in%20storage%20does,energy%20efficiency%20remains%20constant%20indefinitely.
[5 empty] | H2 Storage -- Lifetime | 20 | taken from the number of years
[5 empty] | H2 Storage -- Roundtrip Efficiency | 82.5% | https://gulfenergyinfo.com/h2tech/articles/2021/q3-2021/long-duration-h2-storage-in-solution-mined-salt-caverns-part-1#:~:text=H2%20in%20storage%20does,energy%20efficiency%20remains%20constant%20indefinitely.
[5 empty] | H2 Storage -- Price Drop | 2% | https://www.pnnl.gov/sites/default/files/media/file/Hydrogen_Methodology.pdf Table 1
[5 empty] | H2 Storage -- Price per KG Upfront | 490.5701 | See 'CapEx' sheet and explanations there
[5 empty] | H2 Storage -- Price per KG Annual | 0 | See 'CapEx' sheet and explanations there
[5 empty] | H2 Storage -- Upfront Fixed | 0 | See 'CapEx' sheet and explanations there
[5 empty] | H2 Storage -- Fixed Annual | 0 | See 'CapEx' sheet and explanations there
Tax Depreciation Schedule | Year 1 | Year 2 | Year 3 | Year 4 | Year 5 | Year 6
PV schedule | 20% | 32% | 19.2% | 11.5% | 11.5% | 5.8%
Electrolyser | 20% | 32% | 19.2% | 11.5% | 11.5% | 5.8%
AC-DC Converter | 20% | 32% | 19.2% | 11.5% | 11.5% | 5.8%
H2 turbine | 20% | 32% | 19.2% | 11.5% | 11.5% | 5.8%
H2 storage | 20% | 32% | 19.2% | 11.5% | 11.5% | 5.8%
Battery | 20% | 32% | 19.2% | 11.5% | 11.5% | 5.8%
| Total Capex, USD | Hydrogen Price, USD/KG | Solar power, MW | Battery Capacity, MWh | Electrolyser Power, MW | Grid Consumption, MWh

## Model
Timeline |  |  | 1 | 2 | 3 | 4 | 5 | 6 | 7 | 8 | 9 | 10 | 11 | 12 | 13 | 14 | 15 | 16 | 17 | 18 | 19 | 20
Parameters | Units | Value
General inputs
Hydrogen Demand (daily) | kg | 8000
Energy Electrolyser Output (daily), | MWh | 268.8
Electrolyser Efficiency | % | 60%
Energy Electrolyser Input (daily) | MWh | 448
Daily load hours, electrolyser | h | 8
Mean Electrolyser Power | MW | 56
Project assumptions
IRR rate | % | 12%
Project Lifetime | years | 20
Operating Days per Year | days | 350
Inflation rate | % | 2.92%
Location
City |  | AZ, Phoenix
State |  | Arizona
Sun Hours per Day | h | 6.58
Solar Inputs
Solar Installed Power | MW | 75
Solar Overall Efficiency | % | 98%
Solar Daily Production | MWh | 483.63
Solar Price | $ / MWh | 33.59
Solar degradation | % | 0.5%
Solar price reduction | % | 6%
Solar production
Solar volumes produced | MWh / year | 169270.5 | 168424.1475 | 167582.0268 | 166744.1166 | 165910.396 | 165080.8441 | 164255.4398 | 163434.1626 | 162616.9918 | 161803.9069 | 160994.8873 | 160189.9129 | 159388.9633 | 158592.0185 | 157799.0584 | 157010.0631 | 156225.0128 | 155443.8878 | 154666.6683 | 153893.335 | 153123.8683
Battery Inputs
Battery Input Energy | MWh | 125.02
Battery Depth of Charge | % | 80%
Battery Installed Capacity, | MWh | 156.275
Battery Roundtrip Efficiency | % | 96%
Battery Output Energy | MWh | 120.0192
Battery -- Cost Drop Rate | % | 6.56%
Degradation Rate per year | % | 2%
2nd life MWH price/1st life MWH price | % | 53%
Battery Lifetime | years | 10
Battery volumes obtained | MWh / year |  | 76486.8905 | 70945.7361 | 65432.2874 | 59946.406 | 54487.9539 | 49056.7942 | 43652.7902 | 38275.8063 | 32925.7072 | 27602.3587 | 22305.6269 | 17035.3788 | 11791.4819 | 6573.8045 | 1382.2154 | -3783.4156 | -8923.2186 | -14037.3225 | -19125.8559 | -24188.9466
Battery Capex&Opex modelling
CapEx Per MWh
Battery -- Price to buy | $ / MWh | 810868.89
-- same when buy again | $ / MWh | 132464.2575 | 10: 411413.8768
CapEx fixed
Battery -- Price to buy | $ | 57277.48
-- same when buy again | $ | 24592.4304 | 10: 76380.3559
Opex fixed per year
Battery -- Price to buy | $ | 250000 | 257300 | 264813.16 | 272545.7043 | 280504.0388 | 288694.7568 | 297124.6437 | 305800.6833 | 314730.0632 | 323920.1811 | 333378.6503 | 343113.3069 | 353132.2155 | 363443.6762 | 374056.2315 | 384978.6735 | 396220.0508 | 407789.6762 | 419697.1348 | 431952.2911 | 444565.298
Battery resale price
Battery -- Price to sell | $ | 57363.4596 | 10: 178162.1983
-- same when sell again | $ | 6535.1038 | 20: 63039.527
Battery Net Capex | $ / MWh | 879958.4676
Battery Total Opex | $ / MWh | 2311317.4407 | 229732.1429 | 211107.4298 | 193992.6489 | 178265.3877 | 163813.1581 | 150532.5914 | 138328.6991 | 127114.1939 | 116808.8646 | 107339.0031 | 98636.8767 | 90640.2442 | 83291.9101 | 76539.316 | 70334.1643 | 64632.0731 | 59392.2586 | 54577.2434 | 50152.5883 | 46086.6463
Energy from battery (annually) | MWh | 42006.72
Energy from battery (life-time; assuming equipment degradation) | MWh | 760732.9668 | 41166.5856 | 40343.2539 | 39536.3888 | 38745.661 | 37970.7478 | 37211.3329 | 36467.1062 | 35737.7641 | 35023.0088 | 42006.72 | 41166.5856 | 40343.2539 | 39536.3888 | 38745.661 | 37970.7478 | 37211.3329 | 36467.1062 | 35737.7641 | 35023.0088 | 34322.5486
Battery Extra Cost (Input) | $ / MW | 4.195
Battery Extra Cost (Output) | $ / MW | 5.2438
Electrolyzer Inputs
Electrolyzer Lifeteme | years | 10
Electrolyzer Cost drop | % | 6%
Electrolyser Opex (first purchase) | $ / MW | 57624.0406 | 1: 59306.6626; 2: 61038.4171; 3: 62820.7389; 4: 64655.1045; 5: 66543.0335; 6: 68486.0901; 7: 70485.8839; 8: 72544.0717; 9: 74662.3586
Electrolyser Opex (second purchase) | $ / MW | 59139.552 | 10: 78863.4561; 11: 81166.269; 12: 83536.3241; 13: 85975.5847; 14: 88486.0718; 15: 91069.8651; 16: 93729.1052; 17: 96465.9951; 18: 99282.8021; 19: 102181.8599; 20: 105165.5702
Dicounted Electrolyzer Opex | $ / MW | 537609.2711 | 52952.3773 | 48659.4524 | 44714.5611 | 41089.4877 | 37758.3043 | 34697.1846 | 31884.2343 | 29299.3339 | 26923.995 | 25391.9222 | 23333.3628 | 21441.6937 | 19703.385 | 18106.0034 | 16638.1239 | 15289.2474 | 14049.7263 | 12910.6949 | 11864.0064 | 10902.1745
Total Opex (first purchase) | $ |  | 1: 5535288.5052; 2: 5696918.9296; 3: 5863268.9623; 4: 6034476.416; 5: 6210683.1274; 6: 6392035.0747; 7: 6578682.4989; 8: 6770780.0279; 9: 6968486.8047
Total Opex (second purchase) | $ |  | 10: 6309076.4889; 11: 6493301.5224; 12: 6682905.9269; 13: 6878046.7799; 14: 7078885.7459; 15: 7285589.2097; 16: 7498328.4146; 17: 7717279.6043; 18: 7942624.1688; 19: 8174548.7945; 20: 8413245.6193
Total Opex (discounted) | $ | 47648460.7601 | 4942221.8797 | 4541548.8916 | 4173359.035 | 3835018.8561 | 3524108.3988 | 3238403.8965 | 2975861.8663 | 2734604.4936 | 2512906.2007 | 2031353.777 | 1866669.0244 | 1715335.4999 | 1576270.8005 | 1448480.2749 | 1331049.9097 | 1223139.792 | 1123978.1018 | 1032855.5914 | 949120.5131 | 872173.9572
First Purchase (invested at t = 0)
Electrolyser Efficiency | % | 60%
Electrolyzer Nominal Power | MW | 93.3333
Electrolyser Capex | $ / MW | 1599089.2991
Total Capex of 1st purchase | $ | 149248334.5799
Second Purchase (invested once first electrolyzer pases 10Y)
Electrolyser Efficiency | % | 70%
Electrolyzer Nominal Power | MW | 80
Electrolyser Capex | $ / MW | 861293.6653 | 10: 861293.6653
Discounted Electrolyzer Capex | $ / MW | 277313.5091 | 10: 277313.5091
Total cost of 2nd purchase | $ | 22185080.7249
Total Electrolyzer Cost | $ / MW | 2414012.0792
Total Electrolyzer Cost | $ | 219081876.0649
Grid Inputs
Consumed per day | MWh | 0.2
Consumed per year | MWh | 70
Investment Tax Credit | % | 6%
Grid Connection Type |  | Distribution SO
Grid price per MWh (with demand charge, no capex) | $ | 323.0095
Grid -- Price per MW Upfront | $ | 20000
Grid -- Upfront Fixed | $ | 0
Grid -- Price per MW Annual | $ | 0
Grid -- Fixed Annual | $ | 21280
Price calculation
Price (net of capex and opex) | $ | 551.9984 | 332.4414 | 342.1487 | 352.1394 | 362.4219 | 373.0046 | 383.8963 | 395.1061 | 406.6432 | 418.5172 | 430.7379 | 443.3154 | 456.2602 | 469.583 | 483.2949 | 497.4071 | 511.9314 | 526.8798 | 542.2646 | 558.0988 | 574.3953
Grid volumes consumed | MWh / year |  | 70 | 70 | 70 | 70 | 70 | 70 | 70 | 70 | 70 | 70 | 70 | 70 | 70 | 70 | 70 | 3713.4156 | 8853.2186 | 13967.3225 | 19055.8559 | 24118.9466
Grid Opex |  |  | 21901.376 | 22540.8962 | 23199.0903 | 23876.5038 | 24573.6977 | 25291.2497 | 26029.7542 | 26789.823 | 27572.0858 | 28377.1907 | 29205.8047 | 30058.6142 | 30936.3257 | 31839.6664 | 32769.3847 | 33726.2507 | 34711.0572 | 35724.6201 | 36767.779 | 37841.3982
Discounted, adj. tax credit | $ | 184934.9801 | 19554.8 | 17969.4644 | 16512.6543 | 15173.9498 | 13943.776 | 12813.3342 | 11774.5389 | 10819.9602 | 9942.7706 | 9136.6959 | 8395.9709 | 7715.2976 | 7089.8074 | 6515.0266 | 5986.8441 | 5501.4821 | 5055.4691 | 4645.615 | 4268.9883 | 3922.8953
Capex + Opex (price contribution) | $ | 2.8793 | 145.525 | 145.525 | 145.525 | 145.525 | 145.525 | 145.525 | 145.525 | 145.525 | 145.525 | 145.525 | 145.525 | 145.525 | 145.525 | 145.525 | 145.525 | 2.7432 | 1.1506 | 0.72933 | 0.53457 | 0.42235
Final grid price | $ | 554.8777 | 477.9664 | 487.6737 | 497.6644 | 507.9469 | 518.5296 | 529.4213 | 540.6311 | 552.1682 | 564.0422 | 576.2629 | 588.8404 | 601.7852 | 615.108 | 628.8199 | 642.9321 | 514.6746 | 528.0304 | 542.994 | 558.6333 | 574.8176
Sales to grid
Volumes available for sale | MWh / year |  | 76486.8905 | 70945.7361 | 65432.2874 | 59946.406 | 54487.9539 | 49056.7942 | 43652.7902 | 38275.8063 | 32925.7072 | 27602.3587 | 22305.6269 | 17035.3788 | 11791.4819 | 6573.8045 | 1382.2154 | -3783.4156 | -8923.2186 | -14037.3225 | -19125.8559 | -24188.9466
Comission |  | 3%
Revenue from selling | $ |  | 0 | 0 | 0 | 0 | 0 | 0 | 0 | 0 | 0 | 0 | 0 | 0 | 0 | 0 | 0 | 0 | 0 | 0 | 0 | 0
Discounted revenue | $ | 0 | 0 | 0 | 0 | 0 | 0 | 0 | 0 | 0 | 0 | 0 | 0 | 0 | 0 | 0 | 0 | 0 | 0 | 0 | 0 | 0
Hydrogen
Volumes | kg/year | 1680000
Discounted volumes | kg/year | 12548665.2889 | 1500000 | 1339285.7143 | 1195790.8163 | 1067670.3717 | 953277.1176 | 851140.2836 | 759946.6818 | 678523.823 | 605824.842 | 540915.0375 | 482959.8549 | 431214.1561 | 385012.6394 | 343761.2852 | 306929.7189 | 274044.3919 | 244682.4928 | 218466.5114 | 195059.3852 | 174160.1653
Overall cost per discounted volume | $ | 17011.6811
H2 demand (daily mean) | kg/day | 1792.6665
Grid / Non-grid power |  | 0.017547
Extras Per H2 kg due to Electrolyzer | $/ kg | 0.58661
Overall cost of H2 | $ / kg | 10.0762
IRA discount | $ | -3
Overall H2 cost (IRA adj.) | $ / kg | 7.0762
Limits: |  | Grid/Non Grid power Limit
24 | no IRA | 1
0.96 | $3 IRA tax credit | 0.04
3.2 | $1 IRA tax credit | 0.13
5.3 | $0.75 IRA tax credit | 0.22
8.5 | $0.6 IRA tax credit | 0.35

## Final Numerics
Parameter | Value | Comment
Hydrogen Demand | 8000 |  |  | Assumptions:
Energy Electrolyser Output (daily), MWh | 268.8 | As H2 KG = 33.6 MWh + 2022 efficiency |  | 1. PG&E type grid - can get energy credits for the energy supplied to the grid (1:1 energy in - energy out)
Energy Electrolyser Input (daily), MWh | 448 | Overall daily grid demand
Electrolyser Efficiency | 60% |  |  | Limits: |  | Grid/Non Grid power Limit
Daily load hours, electrolyser | 8 | variable h |  | 24 | no IRA | 1
Mean Electrolyser Power, MW | 56 |  |  | 0.96 | $3 IRA tax credit | 0.04
|  |  |  | 3.2 | $1 IRA tax credit | 0.13
IRR rate | 12% |  |  | 5.3 | $0.75 IRA tax credit | 0.22
Project Lifetime | 20 |  |  | 8.5 | $0.6 IRA tax credit | 0.35
Operating Days per Year | 350 |  |  | (hours)
Location | AZ, Phoenix |  |  | Statements
State | Arizona |  |  | 1. At the optimal point, marginal prices of using solar + battery = grid marginal price | Does it mean that we cannot sell at higher price than offered by the grid (the quantity that is not used in H2 production)?
Sun Hours per Day | 6.58 |  |  | 2. Battery is chosen in a way that all solar unconsumed energy can be stored (near optimal point) | At one point, we might have surplus, since we always produce more than consumed --> storage is limited, need to sell from time-to-time
Solar Installed Power, MW | 69.5 | variable s
Solar Overall Efficiency | 98%
Solar Daily Production, MWh | 448.16 | based on the annual daily output
Solar Price per MWh | 33.59
Battery -- Power going in, MW |  | Inputs: Location, type of drid (distribution / transmission), solar volume, battery size, electrolyzer capacity)
Outputs: price per H2 kg
Battery Installed Capacity, MWh | 111.04
Battery Input Energy, MWh | 88.83 | from solar during the sun time
Battery Depth of Charge | 80%
Battery Output Energy, MWh | 85.28
Battery Roundtrip Efficiency | 96% | Price per KG (No IRA)
Battery Extra Cost per MW Input | 7.62
Battery Extra Cost per MW Output | 9.5252 | Battery Cost output берется пропорционально инпутам -- в дейтсвительности между нимим тоже линейная взаимосвязь?
Что есть cost input и что есть cost output?
Electrolyzer Stack Price per MW (scaled) | 2854414.0899 | Project's lifetime remains 20Y I suppose according to Capex ?
Extras Per H2 kg due to Electrolyzer | 0.97253
Grid Connection Type | Distribution SO
Grid Daily Demand, MWh | 0.2 | Emergency power for contingency case, Sign-off: Yury Maximov for 20 MW electrolyser | Тут нужна пояснительная бригада
Grid Price (with capex & opex, inflated), per MWh | 894.0131 | Check it, seems a little high | Я не понимаю как происходит ценообразование. Понимаю корректировку, но не core rates
Hydrogen
Overall cost per day (discounted volume) | 16078.6218 |  | Почему стоимость H2 включает в себя еще и стоимость из грида? Соларом покрываем все нужды вроде + для батарейки остается
Lifetime H2 demand (discounted under IRR) | 2935027.47 | 56000000
H2 demand (daily mean), KG per day | 3105.82 | Check it, might be a typo | Ставка годовая и мы дисконтируем дневные объемы
Grid/Non-Grid Power | 0.02
Overall cost per KG of Hydrogen | 6.1495
IRA Discount | -3
Overall price per KG with the IRA discount | 3.1495
На листах с тарыми расчетами -- выскочили рефы -- обсудить и исправить

## Electricity Rates
Name | Average retail price (cents/kWh) | Net summer capacity (MW) | Net generation (MWh) | Total retail sales (MWh) | Ratio to CA
Alabama | 10.18 | 28911 | 142733330 | 85585166 | 0.52
Alaska | 20.02 | 2774 | 6595818 | 5969339 | 1.02
Arizona | 10.73 | 27596 | 108604620 | 81219990 | 0.55
Arkansas | 9.1 | 14832 | 61100068 | 48663142 | 0.46
California | 19.65 | 81184 | 197165106 | 247249865 | 1
Colorado | 10.9 | 18296 | 56838472 | 56351209 | 0.55
Connecticut | 18.32 | 10112 | 44079943 | 27737606 | 0.93
Delaware | 10.5 | 3273 | 4305126 | 11479655 | 0.53
District of Columbia | 12.81 | 48 | 211067 | 10083372 | 0.65
Florida | 10.67 | 64610 | 246450375 | 241562082 | 0.54
Georgia | 10.43 | 38250 | 124200528 | 137363952 | 0.53
Hawaii | 30.31 | 3013 | 9181831 | 8936482 | 1.54
Idaho | 8.17 | 5076 | 16836473 | 25285616 | 0.42
Illinois | 10.14 | 45879 | 181524459 | 135688833 | 0.52
Indiana | 10.36 | 26842 | 94164796 | 99740046 | 0.53
Iowa | 9.13 | 21771 | 67207008 | 52893269 | 0.46
Kansas | 10.47 | 18432 | 56630703 | 40491786 | 0.53
Kentucky | 9.12 | 17583 | 69908411 | 74516986 | 0.46
Louisiana | 8.82 | 24866 | 98715313 | 90819346 | 0.45
Maine | 13.96 | 5026 | 10908144 | 11584674 | 0.71
Maryland | 11.48 | 13006 | 38235713 | 59303974 | 0.58
Massachusetts | 19.06 | 12747 | 19477347 | 50798388 | 0.97
Michigan | 12.93 | 30141 | 115513130 | 99813281 | 0.66
Minnesota | 11.08 | 18286 | 59195769 | 66589168 | 0.56
Mississippi | 9.5 | 14605 | 67723497 | 48015364 | 0.48
Missouri | 9.85 | 21835 | 76941410 | 77763041 | 0.5
Montana | 9.5 | 6067 | 24947923 | 14961561 | 0.48
Nebraska | 8.84 | 10256 | 37910898 | 32341170 | 0.45
Nevada | 8.58 | 12863 | 41754584 | 39032042 | 0.44
New Hampshire | 17.37 | 4463 | 17193254 | 10867268 | 0.88
New Jersey | 14.01 | 17471 | 61433792 | 73070466 | 0.71
New Mexico | 9.79 | 10806 | 35192365 | 25393743 | 0.5
New York | 16.11 | 39890 | 124944935 | 141423778 | 0.82
North Carolina | 9.29 | 35020 | 129923364 | 135693077 | 0.47
North Dakota | 8.65 | 9503 | 43032378 | 22863107 | 0.44
Ohio | 9.76 | 29283 | 125948008 | 147717865 | 0.5
Oklahoma | 8.52 | 29824 | 80754586 | 64525137 | 0.43
Oregon | 8.95 | 16917 | 61016874 | 54135205 | 0.46
Pennsylvania | 9.97 | 49766 | 241331434 | 143340154 | 0.51
Rhode Island | 18.44 | 2131 | 9322451 | 7398004 | 0.94
South Carolina | 9.96 | 24268 | 98390441 | 79792136 | 0.51
South Dakota | 10.43 | 6280 | 17322409 | 13041391 | 0.53
Tennessee | 9.78 | 21401 | 79057209 | 99621137 | 0.5
Texas | 9.14 | 139751 | 481844256 | 435627878 | 0.47
Utah | 8.34 | 9518 | 42565645 | 32677627 | 0.42
Vermont | 16.34 | 834 | 2107703 | 5412696 | 0.83
Virginia | 9.14 | 28515 | 93478182 | 125245196 | 0.47
Washington | 8.75 | 30609 | 110808401 | 88198668 | 0.45
West Virginia | 8.87 | 14907 | 65836063 | 32777988 | 0.45
Wisconsin | 11.01 | 16428 | 64276480 | 69426615 | 0.56
Wyoming | 8.25 | 10096 | 43460744 | 15784712 | 0.42
U.S. Total | 11.1 | 1145857 | 4108302835 | 3805874253 | 0.56

## CapEx
Hydogen Demand | 8000
Grid Type | Distribution SO | Transmission SO | Distribution SO | Transmission SO with DO access
TYPE | ASSET | UNIT_COST_MW_MWH | FIXED_COST | ANNUAL_COST_MW_MWH | ANNUAL_COST_FIXED | Comment | Question | URL
grid_CAISO | substation_construction | 0 | 18600000 | 0 | 0 |  |  | https://www.pge.com/pge_global/common/pdfs/about-pge/company-information/regulation/contracts-and-tariffs/WDT-Unit-Costs.pdf
grid_CAISO | substation_regulatory | 0 | 6000000 | 0 | 0 |  |  | https://www.pge.com/pge_global/common/pdfs/about-pge/company-information/regulation/contracts-and-tariffs/WDT-Unit-Costs.pdf
grid_CAISO | substation_land | 0 | 2400000 | 0 | 0 | 5 Arce Parcel |  | https://www.pge.com/pge_global/common/pdfs/about-pge/company-information/regulation/contracts-and-tariffs/WDT-Unit-Costs.pdf
grid_CAISO | transformer | 0 | 11800000 | 0 | 0 | <= 45 MVA |  | https://www.pge.com/pge_global/common/pdfs/about-pge/company-information/regulation/contracts-and-tariffs/WDT-Unit-Costs.pdf
grid_CAISO | circuit_switcher | 0 | 2200000 | 0 | 0 |  |  | https://www.pge.com/pge_global/common/pdfs/about-pge/company-information/regulation/contracts-and-tariffs/WDT-Unit-Costs.pdf
grid_CAISO | breakers | 0 | 1400000 | 0 | 0 |  |  | https://www.pge.com/pge_global/common/pdfs/about-pge/company-information/regulation/contracts-and-tariffs/WDT-Unit-Costs.pdf
grid_CAISO | indoor_outlets | 0 | 1100 | 0 | 0 |  |  | https://www.pge.com/pge_global/common/pdfs/about-pge/company-information/regulation/contracts-and-tariffs/WDT-Unit-Costs.pdf
grid_CAISO | OH_New | 0 | 160 | 0 | 0 | Non-Bay |  | https://www.pge.com/pge_global/common/pdfs/about-pge/company-information/regulation/contracts-and-tariffs/WDT-Unit-Costs.pdf
grid_CAISO | OH_Reconductor | 0 | 160 | 0 | 0 | Non-Bay |  | https://www.pge.com/pge_global/common/pdfs/about-pge/company-information/regulation/contracts-and-tariffs/WDT-Unit-Costs.pdf
grid_CAISO | OH_capacitor | 0 | 33000 | 0 | 0 | Non-Bay |  | https://www.pge.com/pge_global/common/pdfs/about-pge/company-information/regulation/contracts-and-tariffs/WDT-Unit-Costs.pdf
grid_CAISO | OH_switch | 0 | 30000 | 0 | 0 | Non-Bay |  | https://www.pge.com/pge_global/common/pdfs/about-pge/company-information/regulation/contracts-and-tariffs/WDT-Unit-Costs.pdf
grid_CAISO | OH_scada_switch | 0 | 45000 | 0 | 0 | Non-Bay |  | https://www.pge.com/pge_global/common/pdfs/about-pge/company-information/regulation/contracts-and-tariffs/WDT-Unit-Costs.pdf
grid_CAISO | OH_regulator | 0 | 150000 | 0 | 0 | Non-Bay |  | https://www.pge.com/pge_global/common/pdfs/about-pge/company-information/regulation/contracts-and-tariffs/WDT-Unit-Costs.pdf
grid_CAISO | OH_recloser | 0 | 80000 | 0 | 0 | Non-Bay |  | https://www.pge.com/pge_global/common/pdfs/about-pge/company-information/regulation/contracts-and-tariffs/WDT-Unit-Costs.pdf
grid_CAISO | OH_fuse | 0 | 10000 | 0 | 0 | Non-Bay |  | https://www.pge.com/pge_global/common/pdfs/about-pge/company-information/regulation/contracts-and-tariffs/WDT-Unit-Costs.pdf
grid_CAISO | OH_scada | 0 | 15000 | 0 | 0 | Non-Bay |  | https://www.pge.com/pge_global/common/pdfs/about-pge/company-information/regulation/contracts-and-tariffs/WDT-Unit-Costs.pdf
grid_CAISO | reclocate_capacitor | 0 | 18000 | 0 | 0 | Non-Bay |  | https://www.pge.com/pge_global/common/pdfs/about-pge/company-information/regulation/contracts-and-tariffs/WDT-Unit-Costs.pdf
grid_CAISO | UG_new_w_trench | 0 | 320 | 0 | 0 | Non-Bay |  | https://www.pge.com/pge_global/common/pdfs/about-pge/company-information/regulation/contracts-and-tariffs/WDT-Unit-Costs.pdf
grid_CAISO | transformer_replace | 0 | 34000 | 0 | 0 | Non-Bay |  | https://www.pge.com/pge_global/common/pdfs/about-pge/company-information/regulation/contracts-and-tariffs/WDT-Unit-Costs.pdf
grid_CAISO | autotransformer | 0 | 850000 | 0 | 0 | Non-Bay |  | https://www.pge.com/pge_global/common/pdfs/about-pge/company-information/regulation/contracts-and-tariffs/WDT-Unit-Costs.pdf
grid_CAISO | UG_switch | 0 | 80000 | 0 | 0 | Non-Bay |  | https://www.pge.com/pge_global/common/pdfs/about-pge/company-information/regulation/contracts-and-tariffs/WDT-Unit-Costs.pdf
grid_CAISO | UG_scada | 0 | 130000 | 0 | 0 | Non-Bay |  | https://www.pge.com/pge_global/common/pdfs/about-pge/company-information/regulation/contracts-and-tariffs/WDT-Unit-Costs.pdf
grid_CAISO | UG_interrupter | 0 | 120000 | 0 | 0 | Non-Bay |  | https://www.pge.com/pge_global/common/pdfs/about-pge/company-information/regulation/contracts-and-tariffs/WDT-Unit-Costs.pdf
grid_CAISO | PM_capacitor | 0 | 65000 | 0 | 0 | Non-Bay |  | https://www.pge.com/pge_global/common/pdfs/about-pge/company-information/regulation/contracts-and-tariffs/WDT-Unit-Costs.pdf
grid_CAISO | contingency | 0 | 4406174 | 0 | 0 | 10% for all grid capex items
grid_CAISO | om_operations_maintenence | 0 | 0 | 0 | 66093 | 1.5% for each
grid_CAISO | insurance | 0 | 0 | 0 | 66093 | 1.5% for each
grid_CAISO | overhead | 0 | 4846791 | 0 | 13218.6 | 10% of the project cost
grid_CAISO | security_deposit | 1000 | 114051.4143 | 0 | 0 | 250000 k security deposit for 20+MW system, discounted in time (3% IRS rate, 20 years), $100k smaller |  | http://www.caiso.com/Documents/LSACommentsonSmallandLargeGeneratorInterconnectionProceduresDraftFinalProposalandMeeting.pdf
grid_CAISO | ISF | 20000 | 0 | 0 | 0 | IFS = Interconnection Financial Security, mean of Page 4 |  | http://www.caiso.com/Documents/LSACommentsonSmallandLargeGeneratorInterconnectionProceduresDraftFinalProposalandMeeting.pdf
grid_CAISO | metering | 0 | 0 | 0 | 60042.5 | 164.5 per day
| Total CAISO | 21000 | 53428756.4143 | 0 | 205447.1
grid_PGE_B20 | metering | 0 | 0 | 0 | 21280 | 58.30 per day if secondary volage grid |  | https://www.pge.com/tariffs/assets/pdf/tariffbook/ELEC_SCHEDS_B-20.pdf
grid_PGE_B20 | distritution_upgrade | 20000 | 0 | 0 | 0 | most likely not needed for 20 MW Electrolyser
| Total PG&E B-20 | 20000 | 0 | 0 | 21280
grid_PGE_WDAT | deposit | 1000 | 50000 | 0 | 0 |  |  | https://www.pge.com/includes/docs/pdfs/shared/customerservice/nonpgeutility/electrictransmission/tariffs/PGE_Wholesale_Distribution_Tariff.pdf
grid_PGE_WDAT | service_initiaion | 0 | 15400 | 0 | 0 |  |  | https://www.pge.com/includes/docs/pdfs/shared/customerservice/nonpgeutility/electrictransmission/tariffs/PGE_Wholesale_Distribution_Tariff.pdf
grid_PGE_WDAT | transmission_upgrade | 0 | 20000 | 0 | 0 | 20'000 vs 7'500'000 for more than 20 MW |  | https://www.pge.com/includes/docs/pdfs/shared/customerservice/nonpgeutility/electrictransmission/tariffs/PGE_Wholesale_Distribution_Tariff.pdf
grid_PGE_WDAT | distritution_upgrade | 20000 | 0 | 0 | 0 |  |  | https://www.pge.com/includes/docs/pdfs/shared/customerservice/nonpgeutility/electrictransmission/tariffs/PGE_Wholesale_Distribution_Tariff.pdf
grid_PGE_WDAT | deposit | 0 | 100000 | 0 | 0 | 15'000'000 vs 10'000 if we produce more than 20 MW |  | https://www.pge.com/includes/docs/pdfs/shared/customerservice/nonpgeutility/electrictransmission/tariffs/PGE_Wholesale_Distribution_Tariff.pdf
grid_PGE_WDAT | cost_ownership | 0 | 0 | 5728 | 0 |  |  | https://www.pge.com/includes/docs/pdfs/shared/customerservice/nonpgeutility/electrictransmission/tariffs/PGE_Wholesale_Distribution_Tariff.pdf
grid_PGE_WDAT | infrastructure_rent_cost | 0 | 0 | 0 | 255910.584 | 0.48% per month
grid_PGE_WDAT | ISF | 20000 | 0 | 0 | 0
grid_PGE_WDAT | metering | 0 | 0 | 0 | 60042.5
grid_PGE_WDAT | security_deposit | 1000 | 114051.4143 | 0 | 0
| Total WDAT | 0 | 0 | 5728 | 255910.584
electrolyser | alkaline_electrolyser_per_MW | 445000 | 0 | 0 | 0 | Alkaline 20 MW/per MW | Mismatch, figure it out | Arnab: Hollister Electrolyser Databook.docx and https://irena.org/-/media/Files/IRENA/Agency/Publication/2020/Dec/IRENA_Green_hydrogen_cost_2020.pdf
electrolyser | balance_of_plan_per_MW | 334500 | 0 | 0 | 0 | Alkaline 20 MW/per MW |  | Arnab: Hollister Electrolyser Databook.docx and https://www.pnnl.gov/sites/default/files/media/file/Hydrogen_Methodology.pdf
electrolyser | export_panel_per_MW | 30000 | 0 | 0 | 0 | Alkaline 20 MW/per MW | Arnab vs PNNL mismatch | Arnab: Hollister Electrolyser Databook.docx and https://www.pnnl.gov/sites/default/files/media/file/Hydrogen_Methodology.pdf
electrolyser | control_sys_RGP_per_MW | 14500 | 0 | 0 | 0 | Alkaline 20 MW/per MW | Arnab vs PNNL mismatch | Arnab: Hollister Electrolyser Databook.docx and https://www.pnnl.gov/sites/default/files/media/file/Hydrogen_Methodology.pdf
electrolyser | 4x_hofer_comp_per_MW | 164000 | 0 | 0 | 0 | Alkaline 20 MW/per MW | Arnab vs PNNL mismatch | Arnab: Hollister Electrolyser Databook.docx and https://www.pnnl.gov/sites/default/files/media/file/Hydrogen_Methodology.pdf
electrolyser | 4x_capacity_control_bypass_value | 3000 | 0 | 0 | 0 | Alkaline 20 MW/per MW | Arnab vs PNNL mismatch | Arnab: Hollister Electrolyser Databook.docx and https://www.pnnl.gov/sites/default/files/media/file/Hydrogen_Methodology.pdf
electrolyser | 4x_closed_loop_cooling | 7500 | 0 | 0 | 0 | Alkaline 20 MW/per MW | Arnab vs PNNL mismatch | Arnab: Hollister Electrolyser Databook.docx and https://www.pnnl.gov/sites/default/files/media/file/Hydrogen_Methodology.pdf
electrolyser | shipping_electrolyser | 0 | 650000 | 0 | 0 | Alkaline 20 MW/per MW | Arnab vs PNNL mismatch | Arnab: Hollister Electrolyser Databook.docx and https://www.pnnl.gov/sites/default/files/media/file/Hydrogen_Methodology.pdf
electrolyser | shipping_other | 0 | 100000 | 0 | 0 | Alkaline 20 MW/per MW | Arnab vs PNNL mismatch | Arnab: Hollister Electrolyser Databook.docx and https://www.pnnl.gov/sites/default/files/media/file/Hydrogen_Methodology.pdf
electrolyser | capex_contingency | 102750 | 0 | 0 | 0 | 30% for TGP 10% for the rest | Arnab vs PNNL mismatch | Arnab: Hollister Electrolyser Databook.docx and https://www.pnnl.gov/sites/default/files/media/file/Hydrogen_Methodology.pdf
electrolyser | utiliies | 44500 | 0 | 0 | 0 | Alkaline 20 MW/per MW | Arnab vs PNNL mismatch | Arnab: Hollister Electrolyser Databook.docx and https://www.pnnl.gov/sites/default/files/media/file/Hydrogen_Methodology.pdf
electrolyser | fire_protection | 0 | 110000 | 0 | 0 | Alkaline 20 MW/per MW | Arnab vs PNNL mismatch | Arnab: Hollister Electrolyser Databook.docx and https://www.pnnl.gov/sites/default/files/media/file/Hydrogen_Methodology.pdf
electrolyser | civil_work | 0 | 135000 | 0 | 0 | Alkaline 20 MW/per MW | Arnab vs PNNL mismatch | Arnab: Hollister Electrolyser Databook.docx and https://www.pnnl.gov/sites/default/files/media/file/Hydrogen_Methodology.pdf
electrolyser | mechanical_scope | 135000 | 0 | 0 | 0 | Alkaline 20 MW/per MW | Arnab vs PNNL mismatch | Arnab: Hollister Electrolyser Databook.docx and https://www.pnnl.gov/sites/default/files/media/file/Hydrogen_Methodology.pdf
electrolyser | site_scoping | 0 | 10000 | 0 | 0 | Alkaline 20 MW/per MW | Arnab vs PNNL mismatch | Arnab: Hollister Electrolyser Databook.docx and https://www.pnnl.gov/sites/default/files/media/file/Hydrogen_Methodology.pdf
electrolyser | electrical | 90000 | 0 | 0 | 0 | Alkaline 20 MW/per MW | Arnab vs PNNL mismatch | Arnab: Hollister Electrolyser Databook.docx and https://www.pnnl.gov/sites/default/files/media/file/Hydrogen_Methodology.pdf
electrolyser | engineering_permits_indirect | 47900 | 0 | 0 | 0 | Alkaline 20 MW/per MW | Arnab vs PNNL mismatch | Page 5 at https://www.pnnl.gov/sites/default/files/media/file/Hydrogen_Methodology.pdf
electrolyser | construction_contingency | 95220 | 76500 | 0 | 0 | Quote from EPC firm, 30% | Arnab vs PNNL mismatch | Arnab: Hollister Electrolyser Databook.docx and https://www.pnnl.gov/sites/default/files/media/file/Hydrogen_Methodology.pdf
electrolyser | decomissining | 73631.7991 | 0 | 0 | 0 | ? 10% (Arnab). Questionable -- not inflated | Can not repeat | Arnab: Hollister Electrolyser Databook.docx and https://www.pnnl.gov/sites/default/files/media/file/Hydrogen_Methodology.pdf
electrolyser | om_operations_maintenence | 0 | 0 | 34947.5 | 0 | ? 3.5% (Arnab). Questionable -- not inflated | Can not repeat | Arnab: Hollister Electrolyser Databook.docx and https://www.pnnl.gov/sites/default/files/media/file/Hydrogen_Methodology.pdf
electrolyser | om_compressor | 0 | 0 | 10500 | 0 | Not inflated? |  | Arnab: Hollister Electrolyser Databook.docx and https://www.pnnl.gov/sites/default/files/media/file/Hydrogen_Methodology.pdf
electrolyser | labor | 0 | 0 | 0 | 800000 | 4 FTE = 200 k/year -- TBD!! | w/wo taxes? | Arnab: Hollister Electrolyser Databook.docx and https://www.pnnl.gov/sites/default/files/media/file/Hydrogen_Methodology.pdf
electrolyser | water | 0 | 0 | 3040 | 48000 | 16 kg H20 = 1 kg H2, $3.85 per 3000 kg (100 ft3), 8000kg H2 + 3897 metering fee |  | https://www.calwater.com/rates-and-tariffs/?dist=sln
electrolyser | water_ca_fee | 0 | 0 | 43.472 | 686.4 | 1.43% public utility comission fee |  | https://www.calwater.com/docs/rates/rates_tariffs/all/20201102-Schedule_UF_-_California_Public_Utilities_Commission_Fee.pdf
electrolyser | delivery | 0 | 0 | 0 | 0 | $1.1 per kg of 500 bar H2 |  | https://www.nrel.gov/docs/fy14osti/58564.pdf page IV and https://www.pnnl.gov/sites/default/files/media/file/Hydrogen_Methodology.pdf
% electrolyser | decomission_active_wells | 0 | 450000 | 0 | 0 | Drop off? Noone signed off. Alkaline 20 MW/per MW | Arnab vs PNNL mismatch | Arnab: Hollister Electrolyser Databook.docx and https://www.pnnl.gov/sites/default/files/media/file/Hydrogen_Methodology.pdf
% electrolyser | grid_connection | 0 | 1500000 | 0 | 0 | Drop off? Included in Grid section | Arnab vs PNNL mismatch | Arnab: Hollister Electrolyser Databook.docx and https://www.pnnl.gov/sites/default/files/media/file/Hydrogen_Methodology.pdf
| Total Electrolyser | 1587501.7991 | 1081500 | 48530.972 | 848686.4 | Consistent with PNNL Estimates for mid-scale
% battery | net_energy | 177000 | 0 | 0 | 0 | Installation + permitting ++ included (commercial scaled battery) | Mismatch in literature & store | https://atb.nrel.gov/electricity/2021/data + https://www.electriccarpartscompany.com/163ah-calb-batteries-l173f163b
% battery | net_power | 286000 | 0 | 0 | 0 | Installation + permitting ++ included (commercial scaled battery) | Mismatch in literature & shop | https://atb.nrel.gov/electricity/2021/data + https://www.electriccarpartscompany.com/163ah-calb-batteries-l173f163b
battery | energy_per_2C | 291411.0429 | 0 | 0 | 0 | $152 per 163 Ah at 3.2 V, 2C (Sarnoff-Wood). Wh = Ah*V |  | https://www.electriccarpartscompany.com/163ah-calb-batteries-l173f163b
battery | inverter_per_MW | 60000 | 0 | 0 | 0 | should take C = 2/3, 0.15W for 3 phase bi directional; table A-1 |  | https://atb.nrel.gov/electricity/2021/commercial_battery_storage
battery | structural_BOS | 30000 | 0 | 0 | 0 | BOS = Balance of system, table 17 |  | https://www.nrel.gov/docs/fy21osti/77324.pdf table 17
battery | elecrical_BOS | 110000 | 0 | 0 | 0 | BOS = Balance of system, table 17 |  | https://www.nrel.gov/docs/fy21osti/77324.pdf table 17
battery | AC_DC_balance | 95825.1534 | 0 | 0 | 0 | we use AC:DC = 1:1 (Sarnoff-Wood), price ration 1.28/0.92 => 1.195 is a correction factor
battery | permitting | 30000 | 0 | 0 | 0 | table 17, 0.03 per W |  | https://www.nrel.gov/docs/fy21osti/77324.pdf table 17
battery | labor_construction | 14400 | 0 | 0 | 0 | 2 weeks of 2.0 FTE Electrician and 2 weeks of 4.0 FTE labor with 0.4 overhead |  | https://www.nrel.gov/docs/fy21osti/77324.pdf table 17
battery | epc_overhead_matherials | 50913.3782 | 0 | 0 | 0 | according to NREL |  | https://www.nrel.gov/docs/fy21osti/77324.pdf table 17
battery | developer_overhead | 20476.4872 | 0 | 0 | 0 | 3% according to NREL |  | https://www.nrel.gov/docs/fy21osti/77324.pdf table 17
battery | developer_profit | 34127.4787 | 0 | 0 | 0 | 5% according to NREL |  | https://www.nrel.gov/docs/fy21osti/77324.pdf table 17
battery | om_operations_maintenence | 0 | 0 | 28638.7394 | 0 | 2.5% according to NREL |  | https://www.nrel.gov/docs/fy21osti/77324.pdf table 17
battery | om_operations_maintenence | 0 | 0 | 28638.7394 | 0 | 2.5% is assumed
battery | labor_onsite | 0 | 0 | 0 | 250000 | 1FTE is assumed
battery | contingency | 73715.3541 | 0 | 0 | 0 | 10% is assumed
| Total Battery | 810868.8946 | 0 | 57277.4787 | 250000
solar | module | 406000 | 0 | 0 | 0 | Table A-3 page 101 |  | https://www.nrel.gov/docs/fy21osti/77324.pdf
solar | inverter | 51000 | 0 | 0 | 0 | Table A-3 page 101 |  | https://www.nrel.gov/docs/fy21osti/77324.pdf
solar | structural_BOS | 80000 | 0 | 0 | 0 | Table A-3 page 101 |  | https://www.nrel.gov/docs/fy21osti/77324.pdf
solar | electrical_BOS | 73000 | 0 | 0 | 0 | Table A-3 page 101 |  | https://www.nrel.gov/docs/fy21osti/77324.pdf
solar | intallation_labor | 102000 | 0 | 0 | 0 | Table A-3 page 101 |  | https://www.nrel.gov/docs/fy21osti/77324.pdf
solar | PII | 30000 | 0 | 0 | 0 | Table A-3 page 101 |  | https://www.nrel.gov/docs/fy21osti/77324.pdf
solar | overhead | 68000 | 0 | 0 | 0 | Table A-3 page 101 |  | https://www.nrel.gov/docs/fy21osti/77324.pdf
solar | contingency | 26000 | 0 | 0 | 0 | Table A-3 page 101 |  | https://www.nrel.gov/docs/fy21osti/77324.pdf
solar | profit | 45000 | 0 | 0 | 0 | Table A-3 page 101 |  | https://www.nrel.gov/docs/fy21osti/77324.pdf
solar | land | 0 | 0 | 0 | 0 | can not buy, can rent only
| Total Solar | 881000 | 0 | 0 | 0
(per kg)
hydrogen_storage | storage | 3843840 | 0 | 0 | 0 | [Demand] kg * 33.6 kWh/kg x 5 days (Val); USD $2.86 per kWh (effective) | Mismatch with Arnab's computation | Table 1 of https://www.pnnl.gov/sites/default/files/media/file/Hydrogen_Methodology.pdf + https://www.hydrogen.energy.gov/pdfs/review20/st100_houchins_2020_o.pdf
hydrogen_storage | storage | 80720.64 | 0 | 0 | 0
| Total H2 Storage | 3924560.64 | 0 | 0 | 0

## LCOE -- Battery
| Electrolyser | Battery
| Consumption rate, MW | Tax Shield | 26%
|  | Inflation Rate | 2.92% | Operating Days | 350
|  | Battery -- Lifetime | 10
| Assumptions | Project -- Lifetime | 20
| 1. Opex costs increase with the inflation rate (salary, service, rates, etc) | 2nd life MWH price/1st life MWH price | 53%
| 2. CapEx fixed is inflated with the inflation late (permitting, shipping, etc) | Degradation Rate per Year | 2%
| 3. Battery cost is dropped according to the cost drop rate | Roundtrip Efficiency | 96%
| 4. Electrolyser consumption is taken from the hydrogen demand | Battery -- Depth of Charge | 80%
|  | Battery -- Cycles per Day | 1
|  | Battery -- Charge Time | 8
|  | Battery -- Correction coeff. for upsized battery | 0.9
|  | Battery -- Cost Drop Rate | 6.56%
|  | Battery -- Capacity | 111.04
| Optimality Conditions | Battery -- Roundtrip Efficiency | 96%
|  |  | CapEx Per MWh | CapEx fixed | Opex per MWh per year | Opex fixed per year
|  | Battery -- Price to buy | 810868.89 | 57277.48 | 0 | 250000
|  | -- same when buy again | 411413.8768 | 76380.3559 | 0 | 333378.6503
|  | Battery -- Resale price | 174598.9543
|  | -- same when sell at the second time | 68804.2372
|  | Battery Net Capex per MWh (sized with scale) | 980083.2661
|  | Opex growing overtime | 457546.6047
|  | Battery Net Opex per MWh (sized with scale) | 3552638.6916 | В extra cost мы запихиваем весь капекс, при этом Opex берем за 1 год? Не понимаю, когда инфляция умножается на capacity. Обсудить формулы расчета -- интуитивно непонятно
|  | Battery Nex Expenses per MWh (capex + opex) | 4532721.9578
|  |  | 1941134.8783 | Opex should discounted using IRR
Переделать модель в временной ряд / расшить модель
|  | Energy to Battery (daily), MWh | 88.83
|  | Energy from Battery (daily), MWh | 85.2787
|  | Energy to Battery (annual), MWh | 31090.5
Energy Price Extra after the Battery, USD per MWh |  | Energy from Battery (annual), MWh | 29847.552 |  |  | 0.81707
|  | Energy from battery (discounted on equipment degradation), MWh over project lifetime | 594768.14 | 594768.137 | 0.98039 | 0.02
|  | MWh Extra Cost if Stored in Battery | 7.62
Opex
|  | Location | AZ, Phoenix
|  | State | Arizona
|  | Solar Power, MW | 1
|  | Sun hours per day | 6.58
|  | Energy from Solar (daily), MWh | 6.58
|  | Energy from Grid (daily), MWh | 1
(computed based on the hydrogen demand)
Electrolyser Lifetime
Note on J33: Microsoft Office User: Не понимаю формулу. Почему умножаем на 2?
Note on A42: Microsoft Office User: As battery technology matures and expands, battery costs will drop year on year.
Microsoft Office User:
Не понимаю формулу. Почему умножаем на 2?
Microsoft Office User:
As battery technology matures and expands, battery costs will drop year on year.

## LCOE -- Grid
See computations at "Model and Assumptions" sheet for the details
IRR | 12%
Project Duration | 20
Operating Days | 350
Project Start Year | 2022
Inflation Rate | 2.92%
Investment Tax Credit | 6%
Grid Connection Type | Distribution SO
Grid price per MWh (with demand charge, no capex) | 323.01
Grid -- Price per MW Upfront | 20000 | Assumptions:
Grid -- Upfront Fixed | 0 | 1. Grid price grow with the inflation rate on average
Grid -- Price per MW Annual | 0 | 2. Check about investment tax credit
Grid -- Fixed Annual | 21280
Grid price per MWh (State Adjusted, no capex) | 323.01
Grid price per MWh (inflated over 20 years, no capex) | 459.1755
Adjusted Opex Cost | 605012.5683
Total Capex and Adjusted Opex | 608772.5683
(Capex + Opex) per MWh produced | 434.8375
Final inflated cost per MWh (capex included) | 894.0131
MWh Consumed per day | 0.2
MWh Consumed per year | 70

## LCOE -- Electrolyser
Electrolyser:
IRR Rate | 12%
US Inflation rate | 2.92%
Stack cost drop rate | 6%
Electrolyser Power Out max, MW | 56
Electrolyser Lifetime (years) | 10
Question:
1. Clarify decomission fees
First purchase
Electrolyser Capex per MW, USD | 1599089.7129 | C86 -- empty cell; overall formula makes no sense -- we multiple number and divide by exact same amount -- clear
Electrolyser Opex (inflated) per MW, USD | 735013.0434 | F84 = 0; volumes are not used in formula; mmult(volumes; inflation) -- meaning? -- clear
Electrolyser Efficiency | 60%
Electrolyzer Power In (nominal), MW | 93.33
Second purchase
Electrolyser Capex per MW, USD | 240160.8232
Electrolyser Opex (inflated) per MW, USD | 280150.5104 |  | Assumptions:
Electrolyser Efficiency | 70% |  | 1. Electrolyser Operational costs are inflated with the mean US inflation rate across last 10 years
Electrolyzer Power In (nominal), MW | 80 |  | 2. Electrolyser can not be sold the end of lifetime
3. No decomission fee is taken
|  |  | 4. Both Capex drops down at the second purchase with the stack cost drop rate + IRR rate | Why do we additionally adjust cost by IRR?
Final Expenses | 2854414.0899 |  | 5. Opex does not drop off because of the inflation

## LCOE -- Solar
[6 empty] | Tax Credit | 26%
Solar PV and Solar Thermal Electricity Production by County | [5 empty] | Years | 20
https://data.ca.gov/dataset/california-counties/resource/8302d20a-3bab-4687-9a32-b2c84b6ee603 | [5 empty] | IRR | 12%
https://ww2.energy.ca.gov/almanac/renewables_data/solar/index_cms.php | [5 empty] | Degradation Rate | 0.5%
https://www.solardirect.com/archives/pv/systems/gts/gts-sizing-sun-hours.html | [5 empty] | System Loss | 2%
[6 empty] | Inflation Rate | 2.92%
[6 empty] | Solar Cost Drop | 10.23%
[6 empty] | Solar power MW | 69.5
[6 empty] | Solar Efficiency | 98%
[6 empty] | Solar Days of Operation | 350
[6 empty] | Solar 2nd life/1st price ratio | 11.35%
[7 empty] | UNIT_COST_MW_MWH | FIXED_COST | ANNUAL_COST_MW_MWH | ANNUAL_COST_FIXED
[6 empty] | Solar MW CapEx | 881000 | 0 | 0 | 0
[6 empty] | Solar EOP MW Resale | 10449.274 | 0 |  |  | Sign-off: Yury Maximov
[6 empty] | Capex Cost per MW Power | 641490.726 | Tax Shield and Resale value added
[6 empty] | Opex Cost per MW Power | 0
(Discounted volume)
County | Capacity (MW) | Net MWh | MWh per MW per Day | USD per MWh per year (first year) | USD per MWh per year (over years) | Lattitude | Longitude |  | Assumptions:
Alameda | 17.8 | 29393 | 4.52 | 395.1631 | 51.4068 | 37.6449 | -121.8823 |  | 1. Annual prices are inflated at the inflation rate
Amador | 1.5 | 1971 | 3.6 | 496.1492 | 64.5441 | 38.4461 | -120.6516 |  | 2. Tax shield is only applicable to the upfront costs
Butte | 8.7 | 13324 | 4.2 | 425.2707 | 55.3235 | 39.667 | -121.6007 |  | 3. At the end of the project solar can be sold on the 2nd life market
Calaveras | 1.8 | 2838 | 4.32 | 413.4576 | 53.7868 | 38.205 | -120.5538 |  | 4. Inflation rate is constant over time
Contra Costa | 42.5 | 76815 | 4.95 | 360.8358 | 46.9412 | 37.9155 | -121.9272 |  | 5. Degradation rate is constant over time
Fresno | 1008.1 | 2257616 | 6.14 | 290.9018 | 37.8435 | 36.7584 | -119.651 |  | 6. Solar efficiency is constant over time
Glenn | 1.5 | 3211 | 5.86 | 304.8015 | 39.6517 | 39.5984 | -122.3921 |  | 7. Solar cost drop is constant over time
Humboldt | 10.8 | 14916 | 3.78 | 472.523 | 61.4706 | 40.6986 | -123.8737 |  | 8. Volumes are discounted at the IRR rate
Imperial | 1708.5 | 4119994 | 6.61 | 270.2174 | 35.1526 | 33.0397 | -115.3653 |  | 9. Cost of Recycling is zero
Kern | 3198.8 | 8258050 | 7.07 | 252.6361 | 32.8655 | 35.3428 | -118.7299 |  | 10. Battery can be sold at the end of project
Kings | 1140.3 | 1485032 | 3.57 | 500.3185 | 65.0865 | 36.0753 | -119.8155 | Outlier? Bad Data?
Lake | 3 | 4866 | 4.44 | 402.2831 | 52.3331 | 39.0996 | -122.7534 |  | Simplicications:
Lassen | 2.5 | 5992 | 6.57 | 271.8626 | 35.3666 | 40.6735 | -120.5943 |  | 1. Annual solar radiation value is used
Los Angeles | 1287.9 | 3112714 | 6.62 | 269.8092 | 35.0995 | 34.3616 | -118.217
Madera | 25 | 35047 | 3.84 | 465.1398 | 60.5101 | 37.2182 | -119.7627 |  | Equations:
Marin | 2.5 | 3929 | 4.31 | 414.4169 | 53.9116 | 38.0729 | -122.7192
Mendocino | 7 | 12134 | 4.75 | 376.0288 | 48.9177 | 39.4404 | -123.3914
Merced | 339 | 852955 | 6.89 | 259.2361 | 33.7241 | 37.1928 | -120.7179
Monterey | 140.1 | 359662 | 7.03 | 254.0735 | 33.0525 | 36.2173 | -121.2394
Napa | 2 | 3244 | 4.44 | 402.2831 | 52.3331 | 38.5076 | -122.3305
Orange | 2.8 | 4906 | 4.8 | 372.1119 | 48.4081 | 33.7031 | -117.7612
Placer | 5.5 | 7535 | 3.75 | 476.3032 | 61.9624 | 39.0639 | -120.7172
Riverside | 2275 | 5057430 | 6.09 | 293.2901 | 38.1542 | 33.7436 | -115.994
Sacramento | 313.2 | 624798 | 5.47 | 326.5333 | 42.4788 | 38.4544 | -121.3388
San Benito | 146.2 | 368126 | 6.9 | 258.8604 | 33.6752 | 36.6055 | -121.0749
San Bernardino | 1793.6 | 3041629 | 4.65 | 384.1155 | 49.9696 | 34.8414 | -116.1785
San Diego | 153.1 | 349290 | 6.25 | 285.7819 | 37.1774 | 33.0359 | -116.7331
San Francisco | 14.4 | 22339 | 4.25 | 420.2675 | 54.6727 | 37.7545 | -122.4422
San Joaquin | 33.8 | 54991 | 4.46 | 400.4791 | 52.0984 | 37.9348 | -121.271
San Luis Obispo | 961.8 | 2381214 | 6.78 | 263.442 | 34.2712 | 35.3872 | -120.4041
Santa Barbara | 40 | 78187 | 5.36 | 333.2345 | 43.3505 | 34.7248 | -120.0223
Santa Clara | 29.5 | 47959 | 4.45 | 401.3791 | 52.2155 | 37.2315 | -121.6944
Santa Cruz | 1.3 | 2108 | 4.44 | 402.2831 | 52.3331 | 37.0563 | -122.0015
Shasta | 8 | 21447 | 7.34 | 243.3429 | 31.6565 | 40.7638 | -122.0403
Solano | 30.5 | 46023 | 4.13 | 432.4787 | 56.2612 | 38.281 | -121.9254
Sonoma | 15.2 | 22779 | 4.11 | 434.5832 | 56.535 | 38.5286 | -122.8875
Stanislaus | 48.2 | 117644 | 6.69 | 266.9861 | 34.7323 | 37.5596 | -120.9977
Sutter | 2.5 | 3941 | 4.32 | 413.4576 | 53.7868 | 39.0347 | -121.6948
Tehama | 17.4 | 29969 | 4.72 | 378.4189 | 49.2286 | 40.1257 | -122.234
Tulare | 346.4 | 702961 | 5.56 | 321.2477 | 41.7912 | 36.2204 | -118.8005
Tuolumne | 1.5 | 3694 | 6.75 | 264.6129 | 34.4235 | 38.0278 | -119.9546
Ventura | 3.7 | 6491 | 4.81 | 371.3383 | 48.3075 | 34.4716 | -119.0783
Yolo | 12.1 | 18791 | 4.25 | 420.2675 | 54.6727 | 38.687 | -121.9015
Yuba | 1 | 1622 | 4.44 | 402.2831 | 52.3331 | 39.2693 | -121.3512
Place | USD per MW
AK, Bethel | 58.017 |  | City
AK, Fairbanks
State, City | State | Summer Avg. | Winter Avg. | Year Avg. | USD per MWh per year (first year) | MWH Energy over Lifetime (discounted volume) | MHW Energy over lifetime (undiscounted) | Total Cost per MWH (discounted)
AL, Montgomery | Alabama | 4.69 | 3.37 | 4.23 | 440.35 | 12275.81 | 29584.11 | 52.2565
AK, Bethel | Alaska | 6.29 | 2.37 | 3.81 | 488.89 | 11056.94 | 26646.68 | 58.017
AK, Fairbanks | Alaska | 5.87 | 2.12 | 3.99 | 466.84 | 11579.31 | 27905.58 | 55.3997
AK, Mantanuska | Alaska | 5.24 | 1.74 | 3.55 | 524.7 | 10302.4 | 24828.27 | 62.2661
AZ, Page | Arizona | 7.3 | 5.65 | 6.36 | 292.88 | 18457.25 | 44481.08 | 34.7555
AZ, Phoenix | Arizona | 7.13 | 5.78 | 6.58 | 283.08 | 19095.71 | 46019.73 | 33.5934
AZ, Tucson | Arizona | 7.42 | 6.01 | 6.57 | 283.51 | 19066.69 | 45949.79 | 33.6446
AR, Little Rock | Arkansas | 5.29 | 3.88 | 4.69 | 397.16 | 13610.77 | 32801.3 | 47.1311
CA, Davis | California | 6.09 | 3.31 | 5.1 | 365.23 | 14800.63 | 35668.79 | 43.3421
CA, Fresno | California | 6.19 | 3.42 | 5.38 | 346.22 | 15613.21 | 37627.07 | 41.0864
CA, Inyokem | California | 8.7 | 6.97 | 7.66 | 243.17 | 22229.96 | 53573.12 | 28.857
CA, La Jolla | California | 5.24 | 4.29 | 4.77 | 390.5 | 13842.94 | 33360.81 | 46.3406
CA, Los Angeles | California | 6.14 | 5.03 | 5.62 | 331.44 | 16309.71 | 39305.61 | 39.3318
CA, Riverside | California | 6.35 | 5.35 | 5.87 | 317.32 | 17035.23 | 41054.08 | 37.6567
CA, Santa Maria | California | 6.52 | 5.42 | 5.94 | 313.58 | 17238.38 | 41543.65 | 37.2129
CA, Soda Springs | California | 6.47 | 4.4 | 5.6 | 332.62 | 16251.67 | 39165.73 | 39.4723
CO, Boulder | Colorado | 5.72 | 4.44 | 4.87 | 382.48 | 14133.15 | 34060.2 | 45.3891
CO, Granby | Colorado | 7.47 | 5.15 | 5.69 | 327.36 | 16512.85 | 39795.18 | 38.848
CO, Grand Junction | Colorado | 6.34 | 5.23 | 5.86 | 317.86 | 17006.21 | 40984.14 | 37.721
CO, Grand Lake | Colorado | 5.86 | 3.56 | 5.08 | 366.67 | 14742.58 | 35528.91 | 43.5128
CT, Bridgeport | Connecticut | 4.62 | 3.01 | 3.96 | 470.38 | 11492.25 | 27695.76 | 55.8194 | Averaged between Boston and NY
D.C., Washington | District of Columbia | 4.69 | 3.37 | 4.23 | 440.35 | 12275.81 | 29584.11 | 52.2565
DE, Dover | Delaware | 4.7 | 3.61 | 4.35 | 428.2 | 12624.06 | 30423.38 | 50.8149 | Averaged between MD and DC
FL, Apalachicola | Florida | 5.98 | 4.92 | 5.49 | 339.29 | 15932.44 | 38396.4 | 40.2632
FL, Belle Island | Florida | 5.31 | 4.58 | 4.99 | 373.28 | 14481.4 | 34899.46 | 44.2976
FL, Gainesville | Florida | 5.81 | 4.71 | 5.27 | 353.45 | 15293.98 | 36857.75 | 41.944
FL, Miami | Florida | 6.26 | 5.05 | 5.62 | 331.44 | 16309.71 | 39305.61 | 39.3318
FL, Tampa | Florida | 6.16 | 5.26 | 5.67 | 328.52 | 16454.81 | 39655.3 | 38.985
GA, Atlanta | Georgia | 5.16 | 4.09 | 4.74 | 392.97 | 13755.88 | 33150.99 | 46.6339
GA, Griffin | Georgia | 5.41 | 4.26 | 4.99 | 373.28 | 14481.4 | 34899.46 | 44.2976
HI, Honolulu | Hawaii | 6.71 | 5.59 | 6.02 | 309.42 | 17470.54 | 42103.16 | 36.7184
IA, Ames | Iowa | 4.8 | 3.73 | 4.4 | 423.34 | 12769.17 | 30773.07 | 50.2375
ID, Twin Falls | Idaho | 5.42 | 3.41 | 4.7 | 396.32 | 13639.79 | 32871.24 | 47.0308
ID, Boise | Idaho | 5.83 | 3.33 | 4.92 | 378.59 | 14278.25 | 34409.89 | 44.9278
IL, Chicago | Illinois | 4.08 | 1.47 | 3.14 | 593.21 | 9112.54 | 21960.78 | 70.3965
IN, Indianapolis | Indiana | 5.02 | 2.55 | 4.21 | 442.44 | 12217.77 | 29444.24 | 52.5047
KS, Dodge City | Kansas | 4.14 | 5.28 | 5.79 | 321.71 | 16803.06 | 40494.57 | 38.177
KS, Manhattan | Kansas | 5.08 | 3.62 | 4.57 | 407.59 | 13262.52 | 31962.03 | 48.3687
KY, Lexington | Kentucky | 5.97 | 3.6 | 4.94 | 377.06 | 14336.29 | 34549.77 | 44.7459
LA, Lake Charles | Louisiana | 5.73 | 4.29 | 4.93 | 377.83 | 14307.27 | 34479.83 | 44.8367
LA, New Orleans | Louisiana | 5.71 | 3.63 | 4.92 | 378.59 | 14278.25 | 34409.89 | 44.9278
LA, Shreveport | Louisiana | 4.99 | 3.87 | 4.63 | 402.31 | 13436.65 | 32381.66 | 47.7419
MA, Blue Hill | Massachusetts | 4.38 | 3.33 | 4.05 | 459.92 | 11753.44 | 28325.21 | 54.579
MA, Boston | Massachusetts | 4.27 | 2.99 | 3.84 | 485.07 | 11144 | 26856.5 | 57.5638
MA, E. Wareham | Massachusetts | 4.48 | 3.06 | 3.99 | 466.84 | 11579.31 | 27905.58 | 55.3997
MA, Lynn | Massachusetts | 4.6 | 2.33 | 3.79 | 491.47 | 10998.9 | 26506.81 | 58.3232
MA, Natick | Massachusetts | 4.62 | 3.09 | 4.1 | 454.31 | 11898.54 | 28674.91 | 53.9134
MD, Silver Hill | Maryland | 4.71 | 3.84 | 4.47 | 416.71 | 12972.31 | 31262.64 | 49.4508
ME, Caribou | Maine | 5.62 | 2.57 | 4.19 | 444.56 | 12159.73 | 29304.36 | 52.7553
ME, Portland | Maine | 5.2 | 3.56 | 4.51 | 413.01 | 13088.4 | 31542.4 | 49.0122
MI, E. Lansing | Michigan | 4.71 | 2.7 | 4 | 465.67 | 11608.33 | 27975.52 | 55.2612
MI, Sault Ste. Marie | Michigan | 4.83 | 2.33 | 4.2 | 443.5 | 12188.75 | 29374.3 | 52.6297
MN, St. Cloud | Minnesota | 5.43 | 3.53 | 4.53 | 411.19 | 13146.44 | 31682.28 | 48.7958
MO, Columbia | Missouri | 5.5 | 3.97 | 4.73 | 393.8 | 13726.85 | 33081.05 | 46.7326
MO, St. Louis | Missouri | 4.87 | 3.24 | 3.78 | 492.77 | 10969.88 | 26436.87 | 58.4775
MS, Meridian | Mississippi | 4.86 | 3.64 | 4.44 | 419.52 | 12885.25 | 31052.83 | 49.7849
MT, Glasgow | Montana | 5.97 | 4.09 | 5.15 | 361.69 | 14945.73 | 36018.48 | 42.9213
MT, Great Falls | Montana | 5.7 | 3.66 | 4.93 | 377.83 | 14307.27 | 34479.83 | 44.8367
MT, Summit | Montana | 5.17 | 2.36 | 3.99 | 466.84 | 11579.31 | 27905.58 | 55.3997
NC, Cape Hatteras | North Carolina | 5.81 | 4.69 | 5.31 | 350.79 | 15410.06 | 37137.5 | 41.628
NC, Greensboro | North Carolina | 5.05 | 4 | 4.71 | 395.47 | 13668.81 | 32941.18 | 46.931
ND, Bismark | North Dakota | 5.48 | 3.97 | 5.01 | 371.79 | 14539.44 | 35039.34 | 44.1207
NE, Lincoln | Nebraska | 5.4 | 4.38 | 4.79 | 388.87 | 13900.98 | 33500.69 | 46.1472
NE, North Omaha | Nebraska | 5.28 | 4.26 | 4.9 | 380.14 | 14220.21 | 34270.01 | 45.1112
NJ, Sea Brook | New Jersey | 4.76 | 3.2 | 4.21 | 442.44 | 12217.77 | 29444.24 | 52.5047
NH, Concord | New Hampshire | 4.26 | 2.82 | 3.76 | 495.4 | 10911.83 | 26296.99 | 58.7886 | Averaged between Boston and Vermont
NM, Albuquerque | New Mexico | 7.16 | 6.21 | 6.77 | 275.14 | 19647.1 | 47348.57 | 32.6507
NV, Ely | Nevada | 6.48 | 5.49 | 5.98 | 311.49 | 17354.46 | 41823.4 | 36.964
NV, Las Vegas | Nevada | 7.13 | 5.83 | 6.41 | 290.59 | 18602.35 | 44830.77 | 34.4844
NY, Bridge Hampton | New York | 3.93 | 1.62 | 3.16 | 589.46 | 9170.58 | 22100.66 | 69.9509
NY, Ithaca | New York | 4.57 | 2.29 | 3.79 | 491.47 | 10998.9 | 26506.81 | 58.3232
NY, New York | New York | 4.97 | 3.03 | 4.08 | 456.54 | 11840.5 | 28535.03 | 54.1777
NY, Rochester | New York | 4.22 | 1.58 | 3.31 | 562.74 | 9605.9 | 23149.74 | 66.7809
NY, Schenectady | New York | 3.92 | 2.53 | 3.55 | 524.7 | 10302.4 | 24828.27 | 62.2661
OH, Cleveland | Ohio | 4.79 | 2.69 | 3.94 | 472.76 | 11434.21 | 27555.89 | 56.1028
OH, Columbus | Ohio | 5.26 | 2.66 | 4.15 | 448.84 | 12043.65 | 29024.6 | 53.2638
OK, Oklahoma City | Oklahoma | 6.26 | 4.98 | 5.59 | 333.22 | 16222.65 | 39095.79 | 39.5429
OK, Stillwater | Oklahoma | 5.52 | 4.22 | 4.99 | 373.28 | 14481.4 | 34899.46 | 44.2976
OR, Astoria | Oregon | 4.76 | 1.99 | 3.72 | 500.72 | 10795.75 | 26017.23 | 59.4207
OR, Corvallis | Oregon | 5.71 | 1.9 | 4.03 | 462.2 | 11695.4 | 28185.34 | 54.8498
OR, Medford | Oregon | 5.84 | 2.02 | 4.51 | 413.01 | 13088.4 | 31542.4 | 49.0122
PA, Pittsburgh | Pennsylvania | 4.19 | 1.45 | 3.28 | 567.89 | 9518.83 | 22939.93 | 67.3918
PA, State College | Pennsylvania | 4.44 | 2.78 | 3.91 | 476.39 | 11347.15 | 27346.07 | 56.5332
RI, Newport | Rhode Island | 4.69 | 3.58 | 4.23 | 440.35 | 12275.81 | 29584.11 | 52.2565
SC, Charleston | South Carolina | 5.72 | 4.23 | 5.06 | 368.12 | 14684.54 | 35389.03 | 43.6848
SD, Rapid City | South Dakota | 5.91 | 4.56 | 5.23 | 356.15 | 15177.9 | 36577.99 | 42.2648
TN, Nashville | Tennessee | 5.2 | 3.14 | 4.45 | 418.58 | 12914.27 | 31122.77 | 49.673
TN, Oak Ridge | Tennessee | 5.06 | 3.22 | 4.37 | 426.24 | 12682.1 | 30563.26 | 50.5824
TX, Brownsville | Texas | 5.49 | 4.42 | 4.92 | 378.59 | 14278.25 | 34409.89 | 44.9278
TX, El Paso | Texas | 7.42 | 5.87 | 6.72 | 277.19 | 19502 | 46998.87 | 32.8936
TX, Fort Worth | Texas | 6 | 4.8 | 5.83 | 319.5 | 16919.15 | 40774.32 | 37.9151
TX, Midland | Texas | 6.33 | 5.23 | 5.83 | 319.5 | 16919.15 | 40774.32 | 37.9151
TX, San Antonio | Texas | 5.88 | 4.65 | 5.3 | 351.45 | 15381.04 | 37067.56 | 41.7066
UT, Flaming Gorge | Utah | 6.63 | 5.48 | 5.83 | 319.5 | 16919.15 | 40774.32 | 37.9151
UT, Salt Lake City | Utah | 6.09 | 3.78 | 5.26 | 354.12 | 15264.96 | 36787.81 | 42.0237
VA, Richmond | Virginia | 4.5 | 3.37 | 4.13 | 451.01 | 11985.6 | 28884.72 | 53.5218
VT, Montpelier | Vermont | 4.24 | 2.64 | 3.67 | 507.54 | 10650.65 | 25667.54 | 60.2302
WA, Prosser | Washington | 6.21 | 3.06 | 5.03 | 370.32 | 14597.48 | 35179.22 | 43.9453
WA, Pullman | Washington | 6.07 | 2.9 | 4.73 | 393.8 | 13726.85 | 33081.05 | 46.7326
WA, Richland | Washington | 6.13 | 2.01 | 4.43 | 420.47 | 12856.23 | 30982.89 | 49.8973
WA, Seattle | Washington | 4.83 | 1.6 | 3.57 | 521.76 | 10360.44 | 24968.15 | 61.9173
WA, Spokane | Washington | 5.53 | 1.16 | 4.48 | 415.78 | 13001.33 | 31332.58 | 49.3404
WV, Charleston | West Virginia | 4.12 | 2.47 | 3.65 | 510.32 | 10592.6 | 25527.66 | 60.5603
WI, Madison | Wisconsin | 4.85 | 3.28 | 4.29 | 434.19 | 12449.94 | 30003.75 | 51.5256
WY, Lander | Wyoming | 6.81 | 5.5 | 6.06 | 307.37 | 17586.63 | 42382.91 | 36.476
Alberta, Edmonton | Alberta - CA | 4.95 | 2.13 | 3.75 | 496.72 | 10882.81 | 26227.05 | 58.9453
Alberta, Suffield | Alberta - CA | 5.19 | 2.75 | 4.1 | 454.31 | 11898.54 | 28674.91 | 53.9134
British Columbia, Kamloops | British Columbia - CA | 4.48 | 1.46 | 3.29 | 566.17 | 9547.85 | 23009.87 | 67.1869
British Columbia, Prince George | British Columbia - CA | 4.13 | 1.33 | 3.14 | 593.21 | 9112.54 | 21960.78 | 70.3965
British Columbia, Vancouver | British Columbia - CA | 4.23 | 1.33 | 3.14 | 593.21 | 9112.54 | 21960.78 | 70.3965
Manitoba, The Pas | Manitoba - CA | 5.02 | 2.02 | 3.56 | 523.23 | 10331.42 | 24898.21 | 62.0912
Manitoba, Winnipeg New Brunswick | Manitoba - CA | 5.23 | 2.77 | 4.02 | 463.35 | 11666.38 | 28115.4 | 54.9863
Fredericton, New Brundswick | New Brundswick - CA | 4.23 | 2.54 | 3.56 | 523.23 | 10331.42 | 24898.21 | 62.0912
Newfoundland, Goose Bay | Newfoundland - CA | 4.65 | 2.02 | 3.33 | 559.37 | 9663.94 | 23289.62 | 66.3798
Newfoundland, St. Johns | Newfoundland - CA | 3.89 | 1.83 | 3.15 | 591.33 | 9141.56 | 22030.72 | 70.173
Northwest Territory, Fort Smith | Northwest Territoriest - CA | 5.16 | 0.88 | 3.29 | 566.17 | 9547.85 | 23009.87 | 67.1869
Northwest Territory, Norman Wells | Northwest Territoriest - CA | 5.04 | 0.06 | 2.89 | 644.53 | 8387.02 | 20212.31 | 76.4861
Nova Scotia, Halifax | Halifax - CA | 4.02 | 2.16 | 3.38 | 551.09 | 9809.04 | 23639.31 | 65.3979
Ontario, Ottawa | Ontario - CA | 4.63 | 2.35 | 3.7 | 503.43 | 10737.71 | 25877.36 | 59.7419
Ontario, Toronto | Ontario - CA | 3.98 | 2.13 | 3.44 | 541.48 | 9983.17 | 24058.95 | 64.2572
Prince Edward Isl., Charlottetown | Prince Edward Isl - CA | 4.31 | 2.29 | 3.56 | 523.23 | 10331.42 | 24898.21 | 62.0912
Quebec, Montreal | Quebec - CA | 4.21 | 2.29 | 3.5 | 532.2 | 10157.29 | 24478.58 | 63.1557
Quebec, Sept-Isles | Quebec - CA | 4.29 | 2.33 | 3.5 | 532.2 | 10157.29 | 24478.58 | 63.1557
Saskatchewan, Swift Current | Saskatchewan - CA | 5.25 | 2.77 | 4.23 | 440.35 | 12275.81 | 29584.11 | 52.2565
Yukon, Whitehorse | Yukon - CA | 4.81 | 0.69 | 3.1 | 600.87 | 8996.46 | 21681.03 | 71.3048

## Batteries
Battery control |  |  | https://www.nrel.gov/transportation/battery-control-algorithms.html
Battery degradation |  |  | Degradation of Commercial Lithium-Ion Cells as a Function of Chemistry and Cycling Conditions
Battery degradation rate |  |  | https://medium.com/batterybits/comparison-of-open-datasets-for-lithium-ion-battery-testing-fd0de091ca2
|  | Survey | https://docs.google.com/spreadsheets/d/10w5yXdQtlQjTTS3BxPP233CiiBScIXecUp2OQuvJ_JI/edit#gid=958056146
|  | Charging | https://batteryuniversity.com/article/bu-413-charging-with-solar-turbine
|  | Dataset | https://www.sandia.gov/energystoragesafety-ssl/research-development/research-data-repository/
https://iopscience.iop.org/article/10.1149/1945-7111/abae37
Innovative Energy Islands: Life-Cycle Cost-Benefit Analysis for Battery Energy Storage
|  | Price Projections | https://www.nrel.gov/docs/fy21osti/79236.pdf
Parameters
Temp | operating temperature
C | hours before full discharge |  | C/2 to C/4 is OK
Battery
Temp | C | Cycle depth | Cycle Equiv | cost of charge per kW (USD) | Efficiency | USD per MW
25 | 0.5 | 20 | 7800 | 0.038039 | 0.9 | 300000
25 | 0.5 | 60 | 7200 | 0.041209 | 0.9 | 300000
25 | 0.5 | 100 | 6400 | 0.04636 | 0.9 | 300000
Inverter
USD per MW | Efficiency
300000 | 0.9
Cost of charging | 8200 - 17.5*cycle_depth
efficiency | 0.91
cost per MW (USD) | 270
SUMMARY OUTPUT
Regression Statistics
Multiple R | 0.99662
R Square | 0.99324
Adjusted R Square | 0.98649
Standard Error | 81.6497
Observations | 3
ANOVA
| df | SS | MS | F | Significance F
Regression | 1 | 980000 | 980000 | 147 | 0.052389
Residual | 1 | 6666.6667 | 6666.6667
Total | 2 | 986666.6667
| Coefficients | Standard Error | t Stat | P-value | Lower 95% | Upper 95% | Lower 95.0% | Upper 95.0%
Intercept | 8183.3333 | 98.6013 | 82.9941 | 0.0076703 | 6930.4847 | 9436.182 | 6930.4847 | 9436.182
X Variable 1 | -17.5 | 1.4434 | -12.1244 | 0.052389 | -35.8398 | 0.83983 | -35.8398 | 0.83983

## LCOS Solar + Degradation
All numbers in USD and kWh
Solar-PV (Thin Film) - High Case |  | 0 | 1 | 2 | 3 | 4 | 5 | 6 | 7 | 8 | 9 | 10 | 11 | 12 | 13 | 14 | 15 | 16 | 17 | 18 | 19 | 20 | 21 | 22 | 23 | 24 | 25 | 26 | 27 | 28 | 29 | 30
Itmes | Units
Discount Rate | % | 0: 12%
Hours per day | hours | 0: 5.17
Operating days | days | 0: 350
Net Facility Output (Net of Battery) | MW |  | 0.60535 | 0.60535 | 0.60535 | 0.60535 | 0.60535 | 0.60535 | 0.60535 | 0.60535 | 0.60535 | 0.60535 | 0.60535 | 0.60535 | 0.60535 | 0.60535 | 0.60535 | 0.60535 | 0.60535 | 0.60535 | 0.60535 | 0.60535 | 0.60535 | 0.60535 | 0.60535 | 0.60535 | 0.60535 | 0.60535 | 0.60535 | 0.60535 | 0.60535 | 0.60535
Total Generation | MWh |  | 211.8726 | 211.8726 | 211.8726 | 211.8726 | 211.8726 | 211.8726 | 211.8726 | 211.8726 | 211.8726 | 211.8726 | 211.8726 | 211.8726 | 211.8726 | 211.8726 | 211.8726 | 211.8726 | 211.8726 | 211.8726 | 211.8726 | 211.8726 | 211.8726 | 211.8726 | 211.8726 | 211.8726 | 211.8726 | 211.8726 | 211.8726 | 211.8726 | 211.8726 | 211.8726
Selling price | $ / MWh |  | 100 | 100 | 100 | 100 | 100 | 100 | 100 | 100 | 100 | 100 | 100 | 100 | 100 | 100 | 100 | 100 | 100 | 100 | 100 | 100 | 100 | 100 | 100 | 100 | 100 | 100 | 100 | 100 | 100 | 100
Revenue from selling to grid |  |  | 21.1873 | 21.1873 | 21.1873 | 21.1873 | 21.1873 | 21.1873 | 21.1873 | 21.1873 | 21.1873 | 21.1873 | 21.1873 | 21.1873 | 21.1873 | 21.1873 | 21.1873 | 21.1873 | 21.1873 | 21.1873 | 21.1873 | 21.1873 | 21.1873 | 21.1873 | 21.1873 | 21.1873 | 21.1873 | 21.1873 | 21.1873 | 21.1873 | 21.1873 | 21.1873
Discounted Revenue After Project Ends |  | 12.4102 | 0 | 0 | 0 | 0 | 0 | 0 | 0 | 0 | 0 | 0 | 0 | 0 | 0 | 0 | 0 | 0 | 0 | 0 | 0 | 0 | 1.9611 | 1.751 | 1.5634 | 1.3959 | 1.2463 | 1.1128 | 0.99355 | 0.8871 | 0.79205 | 0.70719
Full production | bar: 0 to 1
Solar Power (w. physical depreciation) | % | 0.5% | 0.2985 | 0.29701 | 0.29552 | 0.29404 | 0.29257 | 0.29111 | 0.28966 | 0.28821 | 0.28677 | 0.28533 | 0.28391 | 0.28249 | 0.28107 | 0.27967 | 0.27827 | 0.27688 | 0.27549 | 0.27412 | 0.27275 | 0.27138 | 0.27003 | 0.26868 | 0.26733 | 0.266 | 0.26467 | 0.26334 | 0.26203 | 0.26072 | 0.25941 | 0.25812
Solar Power | MW |  | 0.3 | 0.3 | 0.3 | 0.3 | 0.3 | 0.3 | 0.3 | 0.3 | 0.3 | 0.3 | 0.3 | 0.3 | 0.3 | 0.3 | 0.3 | 0.3 | 0.3 | 0.3 | 0.3 | 0.3 | 0.3 | 0.3 | 0.3 | 0.3 | 0.3 | 0.3 | 0.3 | 0.3 | 0.3 | 0.3
Total Facility output per day | MWh |  | 1.5432 | 1.5355 | 1.5279 | 1.5202 | 1.5126 | 1.505 | 1.4975 | 1.49 | 1.4826 | 1.4752 | 1.4678 | 1.4605 | 1.4532 | 1.4459 | 1.4387 | 1.4315 | 1.4243 | 1.4172 | 1.4101 | 1.4031 | 1.396 | 1.3891 | 1.3821 | 1.3752 | 1.3683 | 1.3615 | 1.3547 | 1.3479 | 1.3412 | 1.3345
Total Generation | MWh |  | 540.1358 | 537.4351 | 534.7479 | 532.0742 | 529.4138 | 526.7667 | 524.1329 | 521.5122 | 518.9047 | 516.3101 | 513.7286 | 511.1599 | 508.6041 | 506.0611 | 503.5308 | 501.0132 | 498.5081 | 496.0156 | 493.5355 | 491.0678 | 488.6125 | 486.1694 | 483.7386 | 481.3199 | 478.9133 | 476.5187 | 474.1361 | 471.7654 | 469.4066 | 467.0596
Revenue | $ |  | 13809.2213 | 13740.1752 | 13671.4743 | 13603.1169 | 13535.1013 | 13467.4258 | 13400.0887 | 13333.0882 | 13266.4228 | 13200.0907 | 13134.0902 | 13068.4198 | 13003.0777 | 12938.0623 | 12873.372 | 12809.0051 | 12744.9601 | 12681.2353 | 12617.8291 | 12554.74 | 12491.9663 | 12429.5064 | 12367.3589 | 12305.5221 | 12243.9945 | 12182.7745 | 12121.8607 | 12061.2514 | 12000.9451 | 11940.9404
Fixed O&M | $/kW per year | 9.5 | -2921.25 | -2994.2812 | -3069.1383 | -3145.8667 | -3224.5134 | -3305.1262 | -3387.7544 | -3472.4483 | -3559.2595 | -3648.241 | -3739.447 | -3832.9331 | -3928.7565 | -4026.9754 | -4127.6498 | -4230.841 | -4336.612 | -4445.0273 | -4556.153 | -4670.0569 | -4786.8083 | -4906.4785 | -5029.1404 | -5154.869 | -5283.7407 | -5415.8342 | -5551.2301 | -5690.0108 | -5832.2611 | -5978.0676
Inflation | % | 0: 2.5%
Discounted O&M |  | 28597.1171 | -2608.2589 | -2387.0227 | -2184.552 | -1999.2552 | -1829.6755 | -1674.4798 | -1532.448 | -1402.4636 | -1283.5046 | -1174.6359 | -1075.0016 | -983.8185 | -900.3696 | -823.9989 | -754.1062 | -690.1418 | -631.603 | -578.0295 | -529.0002 | -484.1297 | -443.0651 | -405.4837 | -371.09 | -339.6136 | -310.8071 | -284.444 | -260.317 | -238.2366 | -218.029 | -199.5355
EBITDA | $ |  | 10887.9713 | 10745.8939 | 10602.336 | 10457.2502 | 10310.5879 | 10162.2996 | 10012.3343 | 9860.64 | 9707.1633 | 9551.8497 | 9394.6433 | 9235.4866 | 9074.3212 | 8911.0869 | 8745.7222 | 8578.1641 | 8408.3481 | 8236.208 | 8061.6761 | 7884.6831 | 7705.158 | 7523.028 | 7338.2185 | 7150.6532 | 6960.2538 | 6766.9403 | 6570.6306 | 6371.2406 | 6168.684 | 5962.8728
EBITDA margin | % |  | 78.85% | 78.21% | 77.55% | 76.87% | 76.18% | 75.46% | 74.72% | 73.96% | 73.17% | 72.36% | 71.53% | 70.67% | 69.79% | 68.87% | 67.94% | 66.97% | 65.97% | 64.95% | 63.89% | 62.8% | 61.68% | 60.53% | 59.34% | 58.11% | 56.85% | 55.55% | 54.2% | 52.82% | 51.4% | 49.94%
Depreciation |  |  | -71400 | -114240 | -68544 | -41055 | -41055 | -20706 | #REF! | 0 | #REF! | #REF! | #REF! | 0 | 0 | 0 | 0 | 0 | 0 | 0 | 0 | 0 | 0 | 0 | 0 | 0 | 0 | 0 | 0 | 0 | 0 | 0
Interest expense |  |  | 0 | 0 | 0 | 0 | 0 | 0 | 0 | 0 | 0 | 0 | 0 | 0 | 0 | 0 | 0 | 0 | 0 | 0 | 0 | 0 | 0 | 0 | 0 | 0 | 0 | 0 | 0 | 0 | 0 | 0
Tax Expense |  |  | 0 | 0 | 0 | 0 | 0 | 0 | #REF! | -2070.7344 | #REF! | #REF! | #REF! | -1939.4522 | -1905.6075 | -1871.3283 | -1836.6017 | -1801.4145 | -1765.7531 | -1729.6037 | -1692.952 | -1655.7835 | -1618.0832 | -1579.8359 | -1541.0259 | -1501.6372 | -1461.6533 | -1421.0575 | -1379.8324 | -1337.9605 | -1295.4236 | -1252.2033
After-Tax Net Equity Cash Flow, USD |  |  | -60512.0287 | -103494.1061 | -57941.664 | -30597.7498 | -30744.4121 | -10543.7004 | #REF! | 7789.9056 | #REF! | #REF! | #REF! | 7296.0344 | 7168.7138 | 7039.7587 | 6909.1205 | 6776.7496 | 6642.595 | 6506.6043 | 6368.7241 | 6228.8997 | 6087.0748 | 5943.1921 | 5797.1926 | 5649.016 | 5498.6005 | 5345.8829 | 5190.7982 | 5033.28 | 4873.2604 | 4710.6695
Tax Shield | $ |  | 14994 | 23990.4 | 14394.24 | 8621.55 | 8621.55 | 4348.26 | #REF! | 0 | #REF! | #REF! | #REF! | 0 | 0 | 0 | 0 | 0 | 0 | 0 | 0 | 0 | 0 | 0 | 0 | 0 | 0 | 0 | 0 | 0 | 0 | 0
After-Tax Net Equity Cash Flow, USD (adjusted for non-cash expense) | $ |  | 10887.9713 | 10745.8939 | 10602.336 | 10457.2502 | 10310.5879 | 10162.2996 | #REF! | 7789.9056 | #REF! | #REF! | #REF! | 7296.0344 | 7168.7138 | 7039.7587 | 6909.1205 | 6776.7496 | 6642.595 | 6506.6043 | 6368.7241 | 6228.8997 | 6087.0748 | 5943.1921 | 5797.1926 | 5649.016 | 5498.6005 | 5345.8829 | 5190.7982 | 5033.28 | 4873.2604 | 4710.6695
Net Present Value |  | #REF! | -40641.0971 | -63379.8677 | -30996.1962 | -13966.2723 | -12553.1061 | -3138.8029 | #REF! | 3146.2122 | #REF! | #REF! | #REF! | 1872.7103 | 1642.8842 | 1440.4741 | 1262.2705 | 1105.4347 | 967.4564 | 846.1162 | 739.452 | 645.7299 | 563.4173 | 491.1603 | 427.763 | 372.1691 | 323.4459 | 280.7701 | 243.4151 | 210.7397 | 182.1784 | 157.2324
Net Present Value (adj. for non-cash expense) |  | #REF! | 23108.9029 | 27691.5608 | 17792.0691 | 12124.9224 | 10742.6035 | 7351.5011 | #REF! | 3146.2122 | #REF! | #REF! | #REF! | 1872.7103 | 1642.8842 | 1440.4741 | 1262.2705 | 1105.4347 | 967.4564 | 846.1162 | 739.452 | 645.7299 | 563.4173 | 491.1603 | 427.763 | 372.1691 | 323.4459 | 280.7701 | 243.4151 | 210.7397 | 182.1784 | 157.2324
Facility Life | years | 0: 30
Capex confirmed | $ per kW | 0: 1700
Capex Govt. Subsidy | % | 0: 30%
Total Capex Scenario (MW) | $ | 0: 510000
Subsidized Capex | $ | 0: 357000
|  | 4196.9938 | 482.2641 | 428.4399 | 380.623 | 338.1427 | 300.4036 | 266.8764 | 237.0911 | 210.63 | 187.1222 | 166.238 | 147.6847 | 131.202 | 116.5589 | 103.5501 | 91.9932 | 81.7261 | 72.6049 | 64.5017 | 57.3028 | 50.9074 | 45.2258 | 40.1783 | 35.6941 | 31.7104 | 28.1713 | 25.0271 | 22.2339 | 19.7525 | 17.548 | 15.5895
LCOE | per MWh | 0: 25.5662
LCOE discounted total generation | per MWh | 0: 91.8746

## Model Initial - Battery Lazard
Wholesale (100 MW / 200 MWh)—Low Case Sample Calculations
Year |  | 0 | 1 | 2 | 3 | 4 | 5 | 6 | 7 | 8 | 9 | 10 | 11 | 12 | 13 | 14 | 15 | 16 | 17 | 18 | 19 | 20
Assumptions
Technology-Dependent:
Power Rating (MW) | 2
Duration (Hours) | 0.5
90% Depth of Discharge Cycles / Day | 1
Working hours | 8
Operating days per year | 350
Battery degradarion | 2.5%
O&M, Warranty & Augmentation Cost ($ / MWh) | 3.5
Charging Cost ($/kWh) | 0.00315
Efficiency | 0.9
Total Capex | 520000
Depth of charge | 0.9
Other:
Average mkt price per MW, USD | 26
Correction coeff. for upsized battery | 0.9
Debt | 20%
Cost of Debt | 8%
Equity | 80%
Cost of Equity | 12%
WACC | 10.86%
Inflation | 2.5%
Project's Life Span | 20
Depreciation Method | Double decline
Depreciation Schedule | 10
Tax Rate | 21%
Model
Capacity (MW) | A |  | 0.9 | 0.9 | 0.9 | 0.9 | 0.9 | 0.9 | 0.9 | 0.9 | 0.9 | 0.9 | 0.9 | 0.9 | 0.9 | 0.9 | 0.9 | 0.9 | 0.9 | 0.9 | 0.9 | 0.9
Available Capacity (MW) |  |  | 0.99 | 0.96525 | 0.94112 | 0.91759 | 0.89465 | 0.87228 | 0.85048 | 0.82922 | 0.80849 | 0.78827 | 0.76857 | 0.74935 | 0.73062 | 0.71235 | 0.69454 | 0.67718 | 0.66025 | 0.64374 | 0.62765 | 0.61196 |  | 2.564% | 2.564% | 2.564% | 2.564% | 2.564% | --> degradation
Total Generation (MWh) |  |  | 436.59 | 425.6753 | 415.0334 | 404.6575 | 394.5411 | 384.6776 | 375.0606 | 365.6841 | 356.542 | 347.6285 | 338.9377 | 330.4643 | 322.2027 | 314.1476 | 306.2939 | 298.6366 | 291.1707 | 283.8914 | 276.7941 | 269.8743
Total Generation (MWh) per hour | B* |  | 0.15593 | 0.15203 | 0.14823 | 0.14452 | 0.14091 | 0.13738 | 0.13395 | 0.1306 | 0.12734 | 0.12415 | 0.12105 | 0.11802 | 0.11507 | 0.1122 | 0.10939 | 0.10666 | 0.10399 | 0.10139 | 0.098855 | 0.096384 |  | 69 | 68 | 66 | 64 | 62
Levelized Storage Cost ($ / MWh) | C |  | 186.3439 | 186.3439 | 186.3439 | 186.3439 | 186.3439 | 186.3439 | 186.3439 | 186.3439 | 186.3439 | 186.3439 | 186.3439 | 186.3439 | 186.3439 | 186.3439 | 186.3439 | 186.3439 | 186.3439 | 186.3439 | 186.3439 | 186.3439 |  | #DIV/0! | 1.051% | -0.4412% | -0.5303% | -0.625%
Total Revenues | B * C = D |  | 81355.8957 | 79321.9983 | 77338.9483 | 75405.4746 | 73520.3378 | 71682.3293 | 69890.2711 | 68143.0143 | 66439.4389 | 64778.453 | 63158.9916 | 61580.0169 | 60040.5164 | 58539.5035 | 57076.0159 | 55649.1155 | 54257.8876 | 52901.4405 | 51578.9044 | 50289.4318
Total Charging cost, USD per MWh | E |  | -1409.64 | -1408.7589 | -1407.8785 | -1406.9985 | -1406.1192 | -1405.2403 | -1404.3621 | -1403.4843 | -1402.6072 | -1401.7305 | -1400.8545 | -1399.9789 | -1399.1039 | -1398.2295 | -1397.3556 | -1396.4822 | -1395.6094 | -1394.7372 | -1393.8655 | -1392.9943
Total Operating & Maintanance Cost, USD per MWh | F |  | -1566.2666 | -1565.2877 | -1564.3094 | -1563.3317 | -1562.3546 | -1561.3782 | -1560.4023 | -1559.427 | -1558.4524 | -1557.4784 | -1556.5049 | -1555.5321 | -1554.5599 | -1553.5883 | -1552.6173 | -1551.6469 | -1550.6772 | -1549.708 | -1548.7394 | -1547.7715
Total Operating Cost, USD | E * F = G |  | -2975.9066 | -2974.0466 | -2972.1879 | -2970.3302 | -2968.4738 | -2966.6185 | -2964.7644 | -2962.9114 | -2961.0596 | -2959.2089 | -2957.3594 | -2955.511 | -2953.6639 | -2951.8178 | -2949.9729 | -2948.1292 | -2946.2866 | -2944.4452 | -2942.6049 | -2940.7658 | [5 empty] | -0.0625%
EBITDA, USD mn | D - G = H |  | 78379.9891 | 76347.9516 | 74366.7605 | 72435.1444 | 70551.864 | 68715.7108 | 66925.5067 | 65180.1029 | 63478.3794 | 61819.2441 | 60201.6322 | 58624.5058 | 57086.8526 | 55587.6857 | 54126.043 | 52700.9863 | 51311.601 | 49956.9953 | 48636.2995 | 47348.6661
EBITDA margin, % |  |  | 96.34% | 96.25% | 96.16% | 96.06% | 95.96% | 95.86% | 95.76% | 95.65% | 95.54% | 95.43% | 95.32% | 95.2% | 95.08% | 94.96% | 94.83% | 94.7% | 94.57% | 94.43% | 94.29% | 94.15% |  | 57.43% | 55.56% | 52.08% | 50% | 31.51%
Depreciation (straightline method) | I |  | -38480 | -38480 | -38480 | -38480 | -38480 | -38480 | -38480 | -38480 | -38480 | -38480 | 0 | 0 | 0 | 0 | 0 | 0 | 0 | 0 | 0 | 0
Depreciation (IRS) |  |  | -76960 | -123136 | -73881.6 | -44252 | -44252 | -22318.4 | 0 | 0 | #REF! | #REF! | #REF! | 0 | 0 | 0 | 0 | 0 | 0 | 0 | 0 | 0
Interest Expense | J |  | 0 | 0 | 0 | 0 | 0 | 0 | 0 | 0 | 0 | 0 | 0 | 0 | 0 | 0 | 0 | 0 | 0 | 0 | 0 | 0
Tax expense |  |  | 0 | 0 | 0 | 0 | 0 | -1662.6353 | -5973.5564 | -5607.0216 | #REF! | #REF! | #REF! | -12311.1462 | -11988.239 | -11673.414 | -11366.469 | -11067.2071 | -10775.4362 | -10490.969 | -10213.6229 | -9943.2199
After-Tax Net Equity Cash Flow, USD | H + I + J = K | -384800 | 1419.9891 | -46788.0484 | 485.1605 | 28183.1444 | 26299.864 | 44734.6755 | 60951.9503 | 59573.0813 | #REF! | #REF! | #REF! | 46313.3596 | 45098.6135 | 43914.2717 | 42759.574 | 41633.7792 | 40536.1648 | 39466.0263 | 38422.6766 | 37405.4462
Tax shield |  |  | 16161.6 | 25858.56 | 15515.136 | 9292.92 | 9292.92 | 4686.864 | 0 | 0 | #REF! | #REF! | #REF! | 0 | 0 | 0 | 0 | 0 | 0 | 0 | 0 | 0
After-Tax Net Equity Cash Flow, USD (adj. for non-cash expense) |  | -384800 | 78379.9891 | 76347.9516 | 74366.7605 | 72435.1444 | 70551.864 | 67053.0755 | 60951.9503 | 59573.0813 | #REF! | #REF! | #REF! | 46313.3596 | 45098.6135 | 43914.2717 | 42759.574 | 41633.7792 | 40536.1648 | 39466.0263 | 38422.6766 | 37405.4462
Net Present Value |  | #REF! | 15697.8474 | -16684.86 | 11388.695 | 23816.7164 | 20196.3015 | 25038.49 | 27571.5669 | 24060.5684 | #REF! | #REF! | #REF! | 11887.4859 | 10335.4382 | 8985.73 | 7812.0143 | 6791.3713 | 5903.863 | 5132.1459 | 4461.1331 | 3877.7016
Net Present Value (adj. for non-cash expense) |  | #REF! | 84412.1331 | 81478.4053 | 63976.1585 | 51939.6624 | 45306.0747 | 36345.686 | 27571.5669 | 24060.5684 | #REF! | #REF! | #REF! | 11887.4859 | 10335.4382 | 8985.73 | 7812.0143 | 6791.3713 | 5903.863 | 5132.1459 | 4461.1331 | 3877.7016
CAPEX, USD (Government subsidy) |  | Wholesale (100 MW / 200 MWh)—Low Case Sample Calculations 0: 384800
CAPEX, USD (w\o Government subsidy) |  | Wholesale (100 MW / 200 MWh)—Low Case Sample Calculations 0: 520000
Capex confirmed | $ per kW | Wholesale (100 MW / 200 MWh)—Low Case Sample Calculations 0: 525.2525
Total Capex Scenario (MW) | $ | Wholesale (100 MW / 200 MWh)—Low Case Sample Calculations 0: 520000
Subsidized Capex | $
Required ROI |  | Wholesale (100 MW / 200 MWh)—Low Case Sample Calculations 0: 12%
IRR |  | #VALUE! | -384800 | 94541.5891 | 102206.5116 | 89881.8965 | 81728.0644 | 79844.784 | 71739.9395 | 60951.9503 | 59573.0813 | #REF! | #REF! | #REF! | 46313.3596 | 45098.6135 | 43914.2717 | 42759.574 | 41633.7792 | 40536.1648 | 39466.0263 | 38422.6766 | 37405.4462

## LCOS - Battery
All numbers in USD and kWh
Electrochemical Energy Storage |  | 1 | 2 | 3 | 4 | 5 | 6 | 7 | 8 | 9 | 10 | 11 | 12 | 13 | 14 | 15 | 16 | 17 | 18 | 19 | 20
Discount rate | 12%
Capex | 384800
Tax credit (U.S. reg) | 26%
Price per kWh | 0
Opex (apart from charging) |  | -1566.2666 | -1565.2877 | -1564.3094 | -1563.3317 | -1562.3546 | -1561.3782 | -1560.4023 | -1559.427 | -1558.4524 | -1557.4784 | -1556.5049 | -1555.5321 | -1554.5599 | -1553.5883 | -1552.6173 | -1551.6469 | -1550.6772 | -1549.708 | -1548.7394 | -1547.7715
Discounted Opex | 11655.2493 | 1398.4523 | 1247.8378 | 1113.4445 | 993.5256 | 886.522 | 791.0428 | 705.8468 | 629.8264 | 561.9936 | 501.4664 | 447.458 | 399.2664 | 356.265 | 317.895 | 283.6574 | 253.1072 | 225.8474 | 201.5234 | 179.8191 | 160.4525
Charging exp |  | -1409.64 | -1408.7589 | -1407.8785 | -1406.9985 | -1406.1192 | -1405.2403 | -1404.3621 | -1403.4843 | -1402.6072 | -1401.7305 | -1400.8545 | -1399.9789 | -1399.1039 | -1398.2295 | -1397.3556 | -1396.4822 | -1395.6094 | -1394.7372 | -1393.8655 | -1392.9943
Discounted charging exp | 10489.7244 | 1258.6071 | 1123.054 | 1002.1001 | 894.173 | 797.8698 | 711.9385 | 635.2621 | 566.8438 | 505.7942 | 451.3197 | 402.7122 | 359.3397 | 320.6385 | 286.1055 | 255.2916 | 227.7965 | 203.2626 | 181.3711 | 161.8372 | 144.4072
Battery replacement cost
Battery cost |  | 354016 | 325694.72 | 299639.1424 | 275668.011 | 253614.5701 | 233325.4045 | 214659.3722 | 197486.6224 | 181687.6926 | 167152.6772 | 153780.463 | 141478.026 | 130159.7839 | 119747.0012 | 110167.2411 | 101353.8618 | 93245.5529 | 85785.9086 | 78923.0359 | 72609.1931
Battery cost drop rate | 8%
Battery replacement flag | bar: 5; 10; 15; 20
Battery degradation | 3%
Battery remaining capacity |  | 97% | 94% | 91% | 88% | 85% | 97% | 94% | 91% | 88% | 85% | 97% | 94% | 91% | 88% | 85% | 97% | 94% | 91% | 88% | 85%
Cost of depreciated battery |  | 343395.52 | 306153.0368 | 272671.6196 | 242587.8497 | 215572.3846 | 226325.6424 | 201779.8098 | 179712.8264 | 159885.1695 | 142079.7756 | 149167.0491 | 132989.3444 | 118445.4033 | 105377.361 | 93642.1549 | 98313.2459 | 87650.8197 | 78065.1769 | 69452.2716 | 61717.8141
Discounted price of depreciated battery |  | 0 | 0 | 0 | 0 | 122321.5604 | 0 | 0 | 0 | 0 | 45745.8852 | 0 | 0 | 0 | 0 | 17108.0716 | 0 | 0 | 0 | 0 | 6398.0861
Discounted battery change exp | 33807.1065 | 0 | 0 | 0 | 0 | -21586.1577 | 0 | 0 | 0 | 0 | -8072.8033 | 0 | 0 | 0 | 0 | -3019.0715 | 0 | 0 | 0 | 0 | -1129.074
Discharged electricity |  | 365.8188 | 356.6733 | 347.7565 | 339.0625 | 330.586 | 322.3213 | 314.2633 | 306.4067 | 298.7466 | 291.2779 | 283.9959 | 276.896 | 269.9736 | 263.2243 | 256.6437 | 250.2276 | 243.9719 | 237.8726 | 231.9258 | 226.1277
Nominal input ( mWh) |  | 436.59 | 425.6753 | 415.0334 | 404.6575 | 394.5411 | 384.6776 | 375.0606 | 365.6841 | 356.542 | 347.6285 | 338.9377 | 330.4643 | 322.2027 | 314.1476 | 306.2939 | 298.6366 | 291.1707 | 283.8914 | 276.7941 | 269.8743
Working days | 350
Depth of Discharge | 0.9
Efficiency_1 | 0.95
Loss | 0.02
Discounted discharged electricity exp | 2365.2613 | -326.6239 | -284.3378 | -247.5262 | -215.4804 | -187.5834 | -163.298 | -142.1568 | -123.7525 | -107.731 | -93.7837 | -81.642 | -71.0723 | -61.871 | -53.8609 | -46.8878 | -40.8175 | -35.5331 | -30.9329 | -26.9282 | -23.4419
LCOS USD / mWh | 186.3439
LCOS USD / mWh | 186.3439
Note on J13: Microsoft Office User: As battery technology matures and expands, battery costs will drop year on year.
Microsoft Office User:
As battery technology matures and expands, battery costs will drop year on year.

## H3 Project Proposal
Solar
Utility scale - Crystalline (Low Case) | $ | 950
Utility scale - Crystalline (High Case) | $ | 800
Utility Scale - Thin Film (Low Case) | $ | 950
Utility Scale - Thin Film (High Case) | $ | 800
Capex confirmed | $ | 1700
Model Confirmed inputs:
Total Capex | $ | 357000
Total Capex w/o subsidy | $ | 510000
Capex Govt. Subsidy | % | 30%
H2
Total Capex (PEM -- $/kW)
Small (PEM-High-case Scenario) -- Total | $ | 2490
Small (PEM-Ordinary-case Scenario) -- Total | $ | 1760
Small (PEM-Low-case Scenario) -- Total | $ | 970
Medium (PEM-High-case Scenario) -- Total | $ | 1570
Medium (PEM-Ordinary-case Scenario) -- Total | $ | 1110
Medium (PEM-Low-case Scenario) -- Total | $ | 610
High (PEM-High-case Scenario) -- Total | $ | 1190
High (PEM-Ordinary-case Scenario) -- Total | $ | 840
High (PEM-Low-case Scenario) -- Total | $ | 460
Capex (confirmed) -- Total | $ | 595.4861
Electrolyzer Stack Capex (PEM -- $/kW)
Small (PEM-High-case Scenario) -- Electrolyzer | $ | 820
Small (PEM-Ordinary-case Scenario) -- Electrolyzer | $ | 580
Small (PEM-Low-case Scenario) -- Electrolyzer | $ | 320
Medium (PEM-High-case Scenario) -- Electrolyzer | $ | 635
Medium (PEM-Ordinary-case Scenario) -- Electrolyzer | $ | 450
Medium (PEM-Low-case Scenario) -- Electrolyzer | $ | 245
High (PEM-High-case Scenario) -- Electrolyzer | $ | 555
High (PEM-Ordinary-case Scenario) -- Electrolyzer | $ | 395
High (PEM-Low-case Scenario) -- Electrolyzer | $ | 215
Capex (confirmed) -- Electrolyzer | $ | 147.5694
Installation Capex (PEM -- $/kW)
Small (PEM-High-case Scenario) | $ | 1670
Small (PEM-Ordinary-case Scenario) | $ | 1180
Small (PEM-Low-case Scenario) | $ | 650
Medium (PEM-High-case Scenario) | $ | 935
Medium (PEM-Ordinary-case Scenario) | $ | 660
Medium (PEM-Low-case Scenario) | $ | 365
High (PEM-High-case Scenario) | $ | 635
High (PEM-Ordinary-case Scenario) | $ | 445
High (PEM-Low-case Scenario) | $ | 245
Capex (confirmed) | $ | 280.0926
Model Confirmed inputs:
Installation Capex w/o subsidy |  | 484000
Electrolyzer Capex w/o subsidy | $ | 255000
Other Hydrogen Capex w/o subsidy | $ | 290000
Total Capex w/o subsidy (including installation Capex) | $ | 1029000 | на 0.3 МВт
Battery
Utility scale - PV + Storage (Low Case) | $ | 303
Utility scale - PV + Storage (High Case) | $ | 628
Capex confirmed | $ | 525.2525
Model Confirmed inputs:
Total Capex w/o subsidy | $ | 520000

## PEM Electrolyser
PEM (20 MW) analysis performed by Lazard's |  | 0 | 1 | 2 | 3 | 4 | 5 | 6 | 7 | 8 | 9 | 10 | 11 | 12 | 13 | 14 | 15 | 16 | 17 | 18 | 19 | 20
items | Units
Technical
Electricity output per day | kW per hour | 0: 300
Working Hours per day | Hours | 0: 24
Electricity Consumption per year | kWh | 2016000 | 2016000 | 2016000 | 2016000 | 2016000 | 2016000 | 2016000 | 2016000 | 2016000 | 2016000 | 2016000 | 2016000 | 2016000 | 2016000 | 2016000 | 2016000 | 2016000 | 2016000 | 2016000 | 2016000 | 2016000
Price of electricity from the grid | $ | 0: 66
Consumption from grid | kW per day | 0: 5760
Coefficient electrolyzer |  | 0: 0.8
Other Hydrogen system | $ | 0: 290000
Capex (confirmed) -- Electrolyzer | $ | 0: 255000
Plant Lifetime | Years | 0: 20
Electrolyzer stack Lifetime | Hours | 0: 80000
Electrolyzer stack Lifetime | Years | 0: 9.5238
Electrolyzer change flag | - | bar: 0; 10
Electrolyzer investment |  | 10: 255000
Discounted Electrolyzer Capex |  | 0: 82103.1753; 10: 82103.1753
Electrolyzer Disposal Cost (1 YR useful life remaining) |  | 0: 26775
Operating Days | days | 0: 350
Heating Value | kWh/kg H2 | 48 | 50.5263 | 53.3333 | 56.4706 | 60 | 64 | 68.5714 | 73.8462 | 80 | 87.2727 | 96 | 48 | 50.5263 | 53.3333 | 56.4706 | 60 | 64 | 68.5714 | 73.8462 | 80 | 87.2727
Electrolyzer Utilization | % | 0: 98%
Electrolyzer Efficiency | % LHV | 0: 70%
Electrolyzer depreciation rate | % | 0: 3.5%
Electrolyzer Efiiciency (/w depreciation) |  |  | 66.5% | 63% | 59.5% | 56% | 52.5% | 49% | 45.5% | 42% | 38.5% | 35% | 70% | 66.5% | 63% | 59.5% | 56% | 52.5% | 49% | 45.5% | 42% | 38.5%
KWh per KG H2 |  | 0: 33.6
Inflation | % | 0: 2.5%
Operating
Annual H2 produced | kg per year |  | 39102 | 37044 | 34986 | 32928 | 30870 | 28812 | 26754 | 24696 | 22638 | 20580 | 41160 | 39102 | 37044 | 34986 | 32928 | 30870 | 28812 | 26754 | 24696 | 22638
Daily H2 production | kg per day | 0: 111.72
Revenue from H2 sales | $ |  | 220887.4139 | 209261.7605 | 197636.1071 | 186010.4538 | 174384.8004 | 162759.1471 | 151133.4937 | 139507.8403 | 127882.187 | 116256.5336 | 232513.0672 | 220887.4139 | 209261.7605 | 197636.1071 | 186010.4538 | 174384.8004 | 162759.1471 | 151133.4937 | 139507.8403 | 127882.187
Process Water Costs | $ / kg H2 | 0: 0.021
Total water costs | $ |  | 841.6705 | 817.3064 | 791.198 | 763.2734 | 733.458 | 701.6748 | 667.8441 | 631.8832 | 593.707 | 553.2269 | 1134.1152 | 1104.3447 | 1072.3768 | 1038.1203 | 1001.4808 | 962.3605 | 920.6582 | 876.2693 | 829.0856 | 778.995
Chosen scenario
Scenario 1: All electricity is bought from grid
Electricity Cost | $/MWh | 0: 59.5
Energy sold from battery to grid | $ |  | -60345.4698 | -58836.8331 | -57365.9122 | -55931.7644 | -54533.4703 | -53170.1336 | -51840.8802 | -50544.8582 | -49281.2368 | -48049.2058 | -46847.9757 | -45676.7763 | -44534.8569 | -43421.4855 | -42335.9483 | -41277.5496 | -40245.6109 | -39239.4706 | -38258.4838 | -37302.0217
Energy price from battery | $ / MWh |  | 138.22 | 138.22 | 138.22 | 138.22 | 138.22 | 138.22 | 138.22 | 138.22 | 138.22 | 138.22 | 138.22 | 138.22 | 138.22 | 138.22 | 138.22 | 138.22 | 138.22 | 138.22 | 138.22 | 138.22
Battery annual MWh | MWh |  | 436.59 | 425.6753 | 415.0334 | 404.6575 | 394.5411 | 384.6776 | 375.0606 | 365.6841 | 356.542 | 347.6285 | 338.9377 | 330.4643 | 322.2027 | 314.1476 | 306.2939 | 298.6366 | 291.1707 | 283.8914 | 276.7941 | 269.8743
Energy sold from PV to grid | $ |  | -29285.0297 | -29285.0297 | -29285.0297 | -29285.0297 | -29285.0297 | -29285.0297 | -29285.0297 | -29285.0297 | -29285.0297 | -29285.0297 | -29285.0297 | -29285.0297 | -29285.0297 | -29285.0297 | -29285.0297 | -29285.0297 | -29285.0297 | -29285.0297 | -29285.0297 | -29285.0297
Energy price from PV | $ / MWh |  | 138.22 | 138.22 | 138.22 | 138.22 | 138.22 | 138.22 | 138.22 | 138.22 | 138.22 | 138.22 | 138.22 | 138.22 | 138.22 | 138.22 | 138.22 | 138.22 | 138.22 | 138.22 | 138.22 | 138.22
PV annual MWh | MWh |  | 211.8726 | 211.8726 | 211.8726 | 211.8726 | 211.8726 | 211.8726 | 211.8726 | 211.8726 | 211.8726 | 211.8726 | 211.8726 | 211.8726 | 211.8726 | 211.8726 | 211.8726 | 211.8726 | 211.8726 | 211.8726 | 211.8726 | 211.8726
Total Electricity Cost per year | $ |  | 30321.5005 | 31830.1373 | 33301.0581 | 34735.2059 | 36133.5 | 37496.8368 | 38826.0901 | 40122.1121 | 41385.7336 | 42617.7645 | 43818.9946 | 44990.194 | 46132.1134 | 47245.4849 | 48331.022 | 49389.4207 | 50421.3594 | 51427.4997 | 52408.4865 | 53364.9486
Discounted Total Electricity cost per year
Scenario chosen: Scenario 1: All electricity is bought from grid
Scenario 1: All electricity is bought from grid
Electricity Cost | $/MWh | 0: 59.5
Energy sold from battery to grid | $ |  | -60345.4698 | -58836.8331 | -57365.9122 | -55931.7644 | -54533.4703 | -53170.1336 | -51840.8802 | -50544.8582 | -49281.2368 | -48049.2058 | -46847.9757 | -45676.7763 | -44534.8569 | -43421.4855 | -42335.9483 | -41277.5496 | -40245.6109 | -39239.4706 | -38258.4838 | -37302.0217
Energy price from battery | $ / MWh |  | 138.22 | 138.22 | 138.22 | 138.22 | 138.22 | 138.22 | 138.22 | 138.22 | 138.22 | 138.22 | 138.22 | 138.22 | 138.22 | 138.22 | 138.22 | 138.22 | 138.22 | 138.22 | 138.22 | 138.22
Battery annual MWh | MWh |  | 436.59 | 425.6753 | 415.0334 | 404.6575 | 394.5411 | 384.6776 | 375.0606 | 365.6841 | 356.542 | 347.6285 | 338.9377 | 330.4643 | 322.2027 | 314.1476 | 306.2939 | 298.6366 | 291.1707 | 283.8914 | 276.7941 | 269.8743
Energy sold from PV to grid | $ |  | -29285.0297 | -29285.0297 | -29285.0297 | -29285.0297 | -29285.0297 | -29285.0297 | -29285.0297 | -29285.0297 | -29285.0297 | -29285.0297 | -29285.0297 | -29285.0297 | -29285.0297 | -29285.0297 | -29285.0297 | -29285.0297 | -29285.0297 | -29285.0297 | -29285.0297 | -29285.0297
Energy price from PV | $ / MWh |  | 138.22 | 138.22 | 138.22 | 138.22 | 138.22 | 138.22 | 138.22 | 138.22 | 138.22 | 138.22 | 138.22 | 138.22 | 138.22 | 138.22 | 138.22 | 138.22 | 138.22 | 138.22 | 138.22 | 138.22
PV annual MWh | MWh |  | 211.8726 | 211.8726 | 211.8726 | 211.8726 | 211.8726 | 211.8726 | 211.8726 | 211.8726 | 211.8726 | 211.8726 | 211.8726 | 211.8726 | 211.8726 | 211.8726 | 211.8726 | 211.8726 | 211.8726 | 211.8726 | 211.8726 | 211.8726
Total Electricity Cost per year | $ |  | 30321.5005 | 31830.1373 | 33301.0581 | 34735.2059 | 36133.5 | 37496.8368 | 38826.0901 | 40122.1121 | 41385.7336 | 42617.7645 | 43818.9946 | 44990.194 | 46132.1134 | 47245.4849 | 48331.022 | 49389.4207 | 50421.3594 | 51427.4997 | 52408.4865 | 53364.9486
Discounted Total Electricity cost per year
Scenario 2: Electricity from battery and PV is fully utilised
Electricity Cost | $/MWh | 0: 59.5
Energy sold from battery to grid | $ |  | 0 | 0 | 0 | 0 | 0 | 0 | 0 | 0 | 0 | 0 | 0 | 0 | 0 | 0 | 0 | 0 | 0 | 0 | 0 | 0
Energy price from battery | $ / MWh |  | 138.22 | 138.22 | 138.22 | 138.22 | 138.22 | 138.22 | 138.22 | 138.22 | 138.22 | 138.22 | 138.22 | 138.22 | 138.22 | 138.22 | 138.22 | 138.22 | 138.22 | 138.22 | 138.22 | 138.22
Battery annual MWh | MWh |  | 436.59 | 425.6753 | 415.0334 | 404.6575 | 394.5411 | 384.6776 | 375.0606 | 365.6841 | 356.542 | 347.6285 | 338.9377 | 330.4643 | 322.2027 | 314.1476 | 306.2939 | 298.6366 | 291.1707 | 283.8914 | 276.7941 | 269.8743
Energy sold from PV to grid | $ |  | 0 | 0 | 0 | 0 | 0 | 0 | 0 | 0 | 0 | 0 | 0 | 0 | 0 | 0 | 0 | 0 | 0 | 0 | 0 | 0
Energy price from PV | $ / MWh |  | 138.22 | 138.22 | 138.22 | 138.22 | 138.22 | 138.22 | 138.22 | 138.22 | 138.22 | 138.22 | 138.22 | 138.22 | 138.22 | 138.22 | 138.22 | 138.22 | 138.22 | 138.22 | 138.22 | 138.22
PV annual MWh | MWh |  | 211.8726 | 211.8726 | 211.8726 | 211.8726 | 211.8726 | 211.8726 | 211.8726 | 211.8726 | 211.8726 | 211.8726 | 211.8726 | 211.8726 | 211.8726 | 211.8726 | 211.8726 | 211.8726 | 211.8726 | 211.8726 | 211.8726 | 211.8726
Total Electricity Cost per year | $ |  | 81368.4758 | 82017.9034 | 82651.0953 | 83268.4575 | 83870.3855 | 84457.2654 | 85029.4733 | 85587.376 | 86131.3311 | 86661.6874 | 87178.7847 | 87682.9546 | 88174.5203 | 88653.7968 | 89121.0914 | 89576.7036 | 90020.9255 | 90454.0419 | 90876.3304 | 91288.0616
Scenario 3: Electricity from battery is fully utilised and PV is sold to grid
Electricity Cost | $/MWh | 0: 59.5
Energy sold from battery to grid | $ |  | 0 | 0 | 0 | 0 | 0 | 0 | 0 | 0 | 0 | 0 | 0 | 0 | 0 | 0 | 0 | 0 | 0 | 0 | 0 | 0
Energy price from battery | $ / MWh |  | 138.22 | 138.22 | 138.22 | 138.22 | 138.22 | 138.22 | 138.22 | 138.22 | 138.22 | 138.22 | 138.22 | 138.22 | 138.22 | 138.22 | 138.22 | 138.22 | 138.22 | 138.22 | 138.22 | 138.22
Battery annual MWh | MWh |  | 436.59 | 425.6753 | 415.0334 | 404.6575 | 394.5411 | 384.6776 | 375.0606 | 365.6841 | 356.542 | 347.6285 | 338.9377 | 330.4643 | 322.2027 | 314.1476 | 306.2939 | 298.6366 | 291.1707 | 283.8914 | 276.7941 | 269.8743
Energy sold from PV to grid | $ |  | -29285.0297 | -29285.0297 | -29285.0297 | -29285.0297 | -29285.0297 | -29285.0297 | -29285.0297 | -29285.0297 | -29285.0297 | -29285.0297 | -29285.0297 | -29285.0297 | -29285.0297 | -29285.0297 | -29285.0297 | -29285.0297 | -29285.0297 | -29285.0297 | -29285.0297 | -29285.0297
Energy price from PV | $ / MWh |  | 138.22 | 138.22 | 138.22 | 138.22 | 138.22 | 138.22 | 138.22 | 138.22 | 138.22 | 138.22 | 138.22 | 138.22 | 138.22 | 138.22 | 138.22 | 138.22 | 138.22 | 138.22 | 138.22 | 138.22
PV annual MWh | MWh |  | 211.8726 | 211.8726 | 211.8726 | 211.8726 | 211.8726 | 211.8726 | 211.8726 | 211.8726 | 211.8726 | 211.8726 | 211.8726 | 211.8726 | 211.8726 | 211.8726 | 211.8726 | 211.8726 | 211.8726 | 211.8726 | 211.8726 | 211.8726
Total Electricity Cost per year | $ |  | 64689.8653 | 65339.2929 | 65972.4849 | 66589.847 | 67191.7751 | 67778.655 | 68350.8629 | 68908.7655 | 69452.7207 | 69983.0769 | 70500.1742 | 71004.3441 | 71495.9098 | 71975.1863 | 72442.4809 | 72898.0931 | 73342.3151 | 73775.4315 | 74197.7199 | 74609.4512
Scenario 4: Electricity from PV is fully utilised and battery is sold to grid
Electricity Cost | $/MWh | 0: 59.5
Energy sold from battery to grid | $ |  | -60345.4698 | -58836.8331 | -57365.9122 | -55931.7644 | -54533.4703 | -53170.1336 | -51840.8802 | -50544.8582 | -49281.2368 | -48049.2058 | -46847.9757 | -45676.7763 | -44534.8569 | -43421.4855 | -42335.9483 | -41277.5496 | -40245.6109 | -39239.4706 | -38258.4838 | -37302.0217
Energy price from battery | $ / MWh |  | 138.22 | 138.22 | 138.22 | 138.22 | 138.22 | 138.22 | 138.22 | 138.22 | 138.22 | 138.22 | 138.22 | 138.22 | 138.22 | 138.22 | 138.22 | 138.22 | 138.22 | 138.22 | 138.22 | 138.22
Battery annual MWh | MWh |  | 436.59 | 425.6753 | 415.0334 | 404.6575 | 394.5411 | 384.6776 | 375.0606 | 365.6841 | 356.542 | 347.6285 | 338.9377 | 330.4643 | 322.2027 | 314.1476 | 306.2939 | 298.6366 | 291.1707 | 283.8914 | 276.7941 | 269.8743
Energy sold from PV to grid | $ |  | 0 | 0 | 0 | 0 | 0 | 0 | 0 | 0 | 0 | 0 | 0 | 0 | 0 | 0 | 0 | 0 | 0 | 0 | 0 | 0
Energy price from PV | $ / MWh |  | 138.22 | 138.22 | 138.22 | 138.22 | 138.22 | 138.22 | 138.22 | 138.22 | 138.22 | 138.22 | 138.22 | 138.22 | 138.22 | 138.22 | 138.22 | 138.22 | 138.22 | 138.22 | 138.22 | 138.22
PV annual MWh | MWh |  | 211.8726 | 211.8726 | 211.8726 | 211.8726 | 211.8726 | 211.8726 | 211.8726 | 211.8726 | 211.8726 | 211.8726 | 211.8726 | 211.8726 | 211.8726 | 211.8726 | 211.8726 | 211.8726 | 211.8726 | 211.8726 | 211.8726 | 211.8726
Total Electricity Cost per year | $ |  | 47000.111 | 48508.7477 | 49979.6685 | 51413.8163 | 52812.1105 | 54175.4472 | 55504.7006 | 56800.7226 | 58064.344 | 59296.3749 | 60497.6051 | 61668.8045 | 62810.7239 | 63924.0953 | 65009.6324 | 66068.0311 | 67099.9699 | 68106.1102 | 69087.0969 | 70043.559
Warranty & Insurance (% of Capex) | % | 1% | 5504.5 | 5504.5 | 5504.5 | 5504.5 | 5504.5 | 5504.5 | 5504.5 | 5504.5 | 5504.5 | 5504.5 | 5504.5 | 5504.5 | 5504.5 | 5504.5 | 5504.5 | 5504.5 | 5504.5 | 5504.5 | 5504.5 | 5504.5
Warranty & Insurance (% growth) | % | bar: 0
O&M costs (% of Capex) | % | 1.5% | 8358.9375 | 8358.9375 | 8358.9375 | 8358.9375 | 8358.9375 | 8358.9375 | 8358.9375 | 8358.9375 | 8358.9375 | 8358.9375 | 8358.9375 | 8358.9375 | 8358.9375 | 8358.9375 | 8358.9375 | 8358.9375 | 8358.9375 | 8358.9375 | 8358.9375 | 8358.9375
Annual Infaltion | % | 0: 2.25%
Total Opex |  |  | 45081.2652 | 46490.6466 | 47858.7432 | 49186.3803 | 50474.3559 | 51723.4413 | 52934.3816 | 54107.896 | 55244.6781 | 56345.3969 | 58034.4598 | 59080.5541 | 60092.8351 | 61071.8851 | 62018.2634 | 62932.5068 | 63815.1297 | 64666.6243 | 65487.4614 | 66278.09
EBITDA |  |  | 175806.1487 | 162771.1139 | 149777.364 | 136824.0735 | 123910.4445 | 111035.7057 | 98199.1121 | 85399.9444 | 72637.5089 | 59911.1367 | 174478.6075 | 161806.8597 | 149168.9254 | 136564.222 | 123992.1903 | 111452.2936 | 98944.0174 | 86466.8694 | 74020.3789 | 61604.097
EBITDA margin | % |  | 79.59% | 77.78% | 75.78% | 73.56% | 71.06% | 68.22% | 64.98% | 61.22% | 56.8% | 51.53% | 75.04% | 73.25% | 71.28% | 69.1% | 66.66% | 63.91% | 60.79% | 57.21% | 53.06% | 48.17%
EBITDA margin (net of revenue from energy resale) | % |  | 39.04% | 35.66% | 31.89% | 27.65% | 22.84% | 17.35% | 11.02% | 3.627% | -5.104% | -15.58% | 41.96% | 38.92% | 35.54% | 31.77% | 27.52% | 22.71% | 17.22% | 10.88% | 3.486% | -5.249%
Depreciation (IRS) | $ |  | -358240 | -573184 | -343910.4 | -205988 | -205988 | -103889.6 | 0 | 0 | 0 | 0 | 0 | 0 | 0 | 0 | 0 | 0 | 0 | 0 | 0 | 0
Interest Expense | $ |  | -57631.86 | -54676.38 | -51720.9 | -48765.42 | -45809.94 | -42854.46 | -39898.98 | -36943.5 | -33988.02 | -31032.54 | -28077.06 | -25121.58 | -22166.1 | -19210.62 | -16255.14 | -13299.66 | -10344.18 | -7388.7 | -4433.22 | -1477.74
Tax expense | $ |  | 0 | 0 | 0 | 0 | 0 | 0 | -12243.0277 | -10175.8533 | -8116.3927 | -6064.5053 | -30744.325 | -28703.9087 | -26670.5933 | -24644.2564 | -22624.7806 | -20612.0531 | -18605.9659 | -16606.4156 | -14613.3034 | -12626.535
After-Tax Net Equity Cash Flow | $ |  | -240065.7113 | -465089.2661 | -245853.936 | -117929.3465 | -127887.4955 | -35708.3543 | 46057.1043 | 38280.591 | 30533.0962 | 22814.0914 | 115657.2225 | 107981.371 | 100332.232 | 92709.3456 | 85112.2698 | 77540.5805 | 69993.8715 | 62471.7538 | 54973.8555 | 47499.822
Debt repeyament | $ |  | -89560 | -89560 | -89560 | -89560 | -89560 | -89560 | -89560 | -89560 | -89560 | -89560 | -89560 | -89560 | -89560 | -89560 | -89560 | -89560 | -89560 | -89560 | -89560 | -89560
Tax shield | $ |  | 75230.4 | 120368.64 | 72221.184 | 43257.48 | 43257.48 | 21816.816 | 0 | 0 | 0 | 0 | 0 | 0 | 0 | 0 | 0 | 0 | 0 | 0 | 0 | 0
After-Tax Net Equity Cash Flow (adj. for non-cash expense) |  |  | 118174.2887 | 108094.7339 | 98056.464 | 88058.6535 | 78100.5045 | 68181.2457 | 46057.1043 | 38280.591 | 30533.0962 | 22814.0914 | 115657.2225 | 107981.371 | 100332.232 | 92709.3456 | 85112.2698 | 77540.5805 | 69993.8715 | 62471.7538 | 54973.8555 | 47499.822
Net Present Value | $ | -1101647.2035 | -227138.6708 | -346205.8562 | -187335.4023 | -104372.3202 | -98840.0928 | -52411.7688 | -19678.5007 | -20710.8932 | -21285.6933 | -21490.3962 | 7502.3278 | 4728.3071 | 2468.7176 | 644.4185 | -812.5837 | -1960.6277 | -2849.6959 | -3522.5444 | -4015.6858 | -4360.2426
Net Present Value (adj. for non-cash expense) | $ | 220363.2702 | 92718.4721 | 110732.9193 | 57453.2275 | 26536.7777 | 18043.0304 | 221.9357 | -19678.5007 | -20710.8932 | -21285.6933 | -21490.3962 | 7502.3278 | 4728.3071 | 2468.7176 | 644.4185 | -812.5837 | -1960.6277 | -2849.6959 | -3522.5444 | -4015.6858 | -4360.2426
Capital Structure
Debt | % | bar: 0
Cost of Debt | % | bar: 0
Equity | % | 0: 100%
Cost of Equity | % | 0: 12%
Tax Rate | % | 0: 21%
WACC | % | 0: 12%
Interest Rate on loan |  | 0: 3.3%
Total Capex |  | 0: 1791200
Total Capex (w/o government subs.) |  | 0: 2059000
Discounted Opex (USD) |  | 393234.0714 | 40251.1296 | 37062.0588 | 34064.9081 | 31258.8339 | 28640.5051 | 26204.7051 | 23944.826 | 21853.2717 | 19921.7848 | 18141.7098 | 16683.5204 | 15164.5067 | 13771.7268 | 12496.5177 | 11330.5049 | 10265.6551 | 9294.3125 | 8409.2213 | 7603.5381 | 6870.8352
Discounted debt repayment |  | 966540.5483 | 131421.3036 | 114984.3591 | 100560.954 | 87908.3051 | 76812.5394 | 67085.2863 | 58560.668 | 51092.6419 | 44552.6546 | 38827.5704 | 33817.8437 | 29435.9052 | 25604.7385 | 22256.6239 | 19332.0305 | 16778.6387 | 14550.4785 | 12607.1692 | 10913.2498 | 9437.588
Total Output (kg) |  | 617400 | 39102 | 37044 | 34986 | 32928 | 30870 | 28812 | 26754 | 24696 | 22638 | 20580 | 41160 | 39102 | 37044 | 34986 | 32928 | 30870 | 28812 | 26754 | 24696 | 22638
Discounted Volumes |  | 240710.4427 | 34912.5 | 29531.25 | 24902.3437 | 20926.3393 | 17516.467 | 14597.0559 | 12102.1509 | 9974.3002 | 8163.4897 | 6626.2092 | 11832.5164 | 10036.5095 | 8489.5287 | 7158.8288 | 6015.8225 | 5035.5657 | 4196.3048 | 3479.0792 | 2867.373 | 2346.8082
LCOH per kg |  | 0: 2.2024
LCOH per kg (discounted volume) |  | 0: 5.649
Battery Capex | $ | 0: 520000
Battery Subsidy | % | 0: 26%
Battery Sub. Capex | $ | 0: 384800
Solar Capex | $ | 0: 510000
Solar Subsidy | % | 0: 26%
Solar Sub. Capex | $ | 0: 377400
Electolyzer Capex | $ | 0: 545000
Electolyzer Subsidy | % | bar: 0
Electolyzer Sub. Capex | $ | 0: 545000
Capex (confirmed) | $ | 0: 484000
Total Capex | $ | 0: 2059000
Total Subsidy | $ | 0: 26%
Total Sub. Capex | $ | 0: 1523660

## H2 break-even point(NPV=0)
PEM (20 MW) analysis performed by Lazard's |  | 0 | 1 | 2 | 3 | 4 | 5 | 6 | 7 | 8 | 9 | 10
items | Units
Technical
Electricity output per day | kW per hour | 0: 300
Working Hours per day | Hours | 0: 24
Electricity Consumption per year | kWh | 2016000 | 2016000 | 2016000 | 2016000 | 2016000 | 2016000 | 2016000 | 2016000 | 2016000 | 2016000 | 2016000
Price of electricity from the grid | $ | 0: 66
Consumption from grid | kW per day | 0: 5760
Coefficient electrolyzer |  | 0: 0.8
Other Hydrogen system | $ | 0: 290000
Capex (confirmed) -- Electrolyzer | $ | 0: 255000
Plant Lifetime | Years | 0: 10
Electrolyzer stack Lifetime | Hours | 0: 80000
Electrolyzer stack Lifetime | Years | 0: 9.5238
Operating Days | days | 0: 350
Heating Value | kWh/kg H2 | 48 | 48.9796 | 50 | 51.0638 | 52.1739 | 53.3333 | 54.5455 | 55.814 | 57.1429 | 58.5366 | 60
Electrolyzer Utilization | % | 0: 98%
Electrolyzer Efficiency | % LHV | 0: 70%
Electrolyzerremaining capacity in 10Y | % | 0: 80%
Electrolyzer depreciation rate | % | 0: 1.4%
Electrolyzer Efiiciency (/w depreciation) |  |  | 68.6% | 67.2% | 65.8% | 64.4% | 63% | 61.6% | 60.2% | 58.8% | 57.4% | 56%
KWh per KG H2 |  | 0: 33.6
Inflation | % | 0: 2.5%
Operating
Annual H2 produced | kg per year |  | 40336.8 | 39513.6 | 38690.4 | 37867.2 | 37044 | 36220.8 | 35397.6 | 34574.4 | 33751.2 | 32928
Daily H2 production | kg per day | 0: 115.248
Price LCOH |  |  | 15.3797 | 11.7878 | 9.0414 | 6.4876 | 4.6238 | 3.3369 | 2.4132 | 1.8019 | 1.3561 | 1 | -26.19%
Revenue from H2 sales | $ |  | 620366.1987 | 465776.6034 | 349814.0734 | 245665.9833 | 171284.2728 | 120866.0687 | 85422.1861 | 62298.0297 | 45769.3288 | 32928
Process Water Costs | $ / kg H2 | 0: 0.021
Total water costs | $ |  | 868.2496 | 871.7935 | 874.9719 | 877.7644 | 880.1496 | 882.1055 | 883.6091 | 884.6365 | 885.1631 | 885.1631
Chosen scenario
Scenario 1: All electricity is bought from grid
Electricity Cost | $/MWh | 0: 59.5
Energy sold from battery to grid | $ |  | -60345.4698 | -58836.8331 | -57365.9122 | -55931.7644 | -54533.4703 | -53170.1336 | -51840.8802 | -50544.8582 | -49281.2368 | -48049.2058
Energy price from battery | $ / MWh |  | 138.22 | 138.22 | 138.22 | 138.22 | 138.22 | 138.22 | 138.22 | 138.22 | 138.22 | 138.22
Battery annual MWh | MWh |  | 436.59 | 425.6753 | 415.0334 | 404.6575 | 394.5411 | 384.6776 | 375.0606 | 365.6841 | 356.542 | 347.6285
Energy sold from PV to grid | $ |  | -29285.0297 | -29285.0297 | -29285.0297 | -29285.0297 | -29285.0297 | -29285.0297 | -29285.0297 | -29285.0297 | -29285.0297 | -29285.0297
Energy price from PV | $ / MWh |  | 138.22 | 138.22 | 138.22 | 138.22 | 138.22 | 138.22 | 138.22 | 138.22 | 138.22 | 138.22
PV annual MWh | MWh |  | 211.8726 | 211.8726 | 211.8726 | 211.8726 | 211.8726 | 211.8726 | 211.8726 | 211.8726 | 211.8726 | 211.8726
Total Electricity Cost per year | $ |  | 30321.5005 | 31830.1373 | 33301.0581 | 34735.2059 | 36133.5 | 37496.8368 | 38826.0901 | 40122.1121 | 41385.7336 | 42617.7645
Discounted Total Electricity cost per year
Scenario chosen: Scenario 1: All electricity is bought from grid
Scenario 1: All electricity is bought from grid
Electricity Cost | $/MWh | 0: 59.5
Energy sold from battery to grid | $ |  | -60345.4698 | -58836.8331 | -57365.9122 | -55931.7644 | -54533.4703 | -53170.1336 | -51840.8802 | -50544.8582 | -49281.2368 | -48049.2058
Energy price from battery | $ / MWh |  | 138.22 | 138.22 | 138.22 | 138.22 | 138.22 | 138.22 | 138.22 | 138.22 | 138.22 | 138.22
Battery annual MWh | MWh |  | 436.59 | 425.6753 | 415.0334 | 404.6575 | 394.5411 | 384.6776 | 375.0606 | 365.6841 | 356.542 | 347.6285
Energy sold from PV to grid | $ |  | -29285.0297 | -29285.0297 | -29285.0297 | -29285.0297 | -29285.0297 | -29285.0297 | -29285.0297 | -29285.0297 | -29285.0297 | -29285.0297
Energy price from PV | $ / MWh |  | 138.22 | 138.22 | 138.22 | 138.22 | 138.22 | 138.22 | 138.22 | 138.22 | 138.22 | 138.22
PV annual MWh | MWh |  | 211.8726 | 211.8726 | 211.8726 | 211.8726 | 211.8726 | 211.8726 | 211.8726 | 211.8726 | 211.8726 | 211.8726
Total Electricity Cost per year | $ |  | 30321.5005 | 31830.1373 | 33301.0581 | 34735.2059 | 36133.5 | 37496.8368 | 38826.0901 | 40122.1121 | 41385.7336 | 42617.7645
Discounted Total Electricity cost per year
Scenario 2: Electricity from battery and PV is fully utilised
Electricity Cost | $/MWh | 0: 59.5
Energy sold from battery to grid | $ |  | 0 | 0 | 0 | 0 | 0 | 0 | 0 | 0 | 0 | 0
Energy price from battery | $ / MWh |  | 138.22 | 138.22 | 138.22 | 138.22 | 138.22 | 138.22 | 138.22 | 138.22 | 138.22 | 138.22
Battery annual MWh | MWh |  | 436.59 | 425.6753 | 415.0334 | 404.6575 | 394.5411 | 384.6776 | 375.0606 | 365.6841 | 356.542 | 347.6285
Energy sold from PV to grid | $ |  | 0 | 0 | 0 | 0 | 0 | 0 | 0 | 0 | 0 | 0
Energy price from PV | $ / MWh |  | 138.22 | 138.22 | 138.22 | 138.22 | 138.22 | 138.22 | 138.22 | 138.22 | 138.22 | 138.22
PV annual MWh | MWh |  | 211.8726 | 211.8726 | 211.8726 | 211.8726 | 211.8726 | 211.8726 | 211.8726 | 211.8726 | 211.8726 | 211.8726
Total Electricity Cost per year | $ |  | 81368.4758 | 82017.9034 | 82651.0953 | 83268.4575 | 83870.3855 | 84457.2654 | 85029.4733 | 85587.376 | 86131.3311 | 86661.6874
Scenario 3: Electricity from battery is fully utilised and PV is sold to grid
Electricity Cost | $/MWh | 0: 59.5
Energy sold from battery to grid | $ |  | 0 | 0 | 0 | 0 | 0 | 0 | 0 | 0 | 0 | 0
Energy price from battery | $ / MWh |  | 138.22 | 138.22 | 138.22 | 138.22 | 138.22 | 138.22 | 138.22 | 138.22 | 138.22 | 138.22
Battery annual MWh | MWh |  | 436.59 | 425.6753 | 415.0334 | 404.6575 | 394.5411 | 384.6776 | 375.0606 | 365.6841 | 356.542 | 347.6285
Energy sold from PV to grid | $ |  | -29285.0297 | -29285.0297 | -29285.0297 | -29285.0297 | -29285.0297 | -29285.0297 | -29285.0297 | -29285.0297 | -29285.0297 | -29285.0297
Energy price from PV | $ / MWh |  | 138.22 | 138.22 | 138.22 | 138.22 | 138.22 | 138.22 | 138.22 | 138.22 | 138.22 | 138.22
PV annual MWh | MWh |  | 211.8726 | 211.8726 | 211.8726 | 211.8726 | 211.8726 | 211.8726 | 211.8726 | 211.8726 | 211.8726 | 211.8726
Total Electricity Cost per year | $ |  | 64689.8653 | 65339.2929 | 65972.4849 | 66589.847 | 67191.7751 | 67778.655 | 68350.8629 | 68908.7655 | 69452.7207 | 69983.0769
Scenario 4: Electricity from PV is fully utilised and battery is sold to grid
Electricity Cost | $/MWh | 0: 59.5
Energy sold from battery to grid | $ |  | -60345.4698 | -58836.8331 | -57365.9122 | -55931.7644 | -54533.4703 | -53170.1336 | -51840.8802 | -50544.8582 | -49281.2368 | -48049.2058
Energy price from battery | $ / MWh |  | 138.22 | 138.22 | 138.22 | 138.22 | 138.22 | 138.22 | 138.22 | 138.22 | 138.22 | 138.22
Battery annual MWh | MWh |  | 436.59 | 425.6753 | 415.0334 | 404.6575 | 394.5411 | 384.6776 | 375.0606 | 365.6841 | 356.542 | 347.6285
Energy sold from PV to grid | $ |  | 0 | 0 | 0 | 0 | 0 | 0 | 0 | 0 | 0 | 0
Energy price from PV | $ / MWh |  | 138.22 | 138.22 | 138.22 | 138.22 | 138.22 | 138.22 | 138.22 | 138.22 | 138.22 | 138.22
PV annual MWh | MWh |  | 211.8726 | 211.8726 | 211.8726 | 211.8726 | 211.8726 | 211.8726 | 211.8726 | 211.8726 | 211.8726 | 211.8726
Total Electricity Cost per year | $ |  | 47000.111 | 48508.7477 | 49979.6685 | 51413.8163 | 52812.1105 | 54175.4472 | 55504.7006 | 56800.7226 | 58064.344 | 59296.3749
Warranty & Insurance (% of Capex) | % | 1% | 5504.5 | 5504.5 | 5504.5 | 5504.5 | 5504.5 | 5504.5 | 5504.5 | 5504.5 | 5504.5 | 5504.5
Warranty & Insurance (% growth) | % | bar: 0
O&M costs (% of Capex) | % | 1.5% | 8358.9375 | 8358.9375 | 8358.9375 | 8358.9375 | 8358.9375 | 8358.9375 | 8358.9375 | 8358.9375 | 8358.9375 | 8358.9375
Annual Infaltion | % | 0: 2.25%
Total Opex |  |  | 45107.8442 | 46545.1337 | 47942.5171 | 49300.8713 | 50621.0475 | 51903.872 | 53150.1466 | 54360.6493 | 55536.1343 | 56677.333
EBITDA |  |  | 575258.3545 | 419231.4698 | 301871.5563 | 196365.112 | 120663.2253 | 68962.1967 | 32272.0394 | 7937.3804 | -9766.8054 | -23749.333
EBITDA margin | % |  | 92.73% | 90.01% | 86.29% | 79.93% | 70.45% | 57.06% | 37.78% | 12.74% | -21.34% | -72.13%
EBITDA margin (net of revenue from energy resale) | % |  | 78.29% | 71.08% | 61.5% | 45.17% | 21.36% | -11.44% | -57.69% | -116.2% | -194.3% | -309.1%
Depreciation (IRS) | $ |  | -358240 | -573184 | -343910.4 | -205988 | -205988 | -103889.6 | 0 | 0 | 0 | 0
Depreciation (straight-line)
Interest Expense | $ |  | -19364.895 | -17326.485 | -15288.075 | -13249.665 | -11211.255 | -9172.845 | -7134.435 | -5096.025 | -3057.615 | -1019.205
Debt repayment (% + face value) | $ |  | -209983.2834 | -209983.2834 | -209983.2834 | -209983.2834 | -209983.2834 | -209983.2834 | -209983.2834 | -209983.2834 | -209983.2834 | -209983.2834
Debt repayment (face value) | $ |  | -179120 | -179120 | -179120 | -179120 | -179120 | -179120 | -179120 | -179120 | -179120 | -179120
Tax expense | $ |  | -41507.2265 | 0 | 0 | 0 | 0 | 0 | -5278.8969 | -596.6846 | 0 | 0
After-Tax Net Equity Cash Flow | $ |  | -34472.1555 | -363935.8137 | -252022.1271 | -219606.1714 | -295308.0582 | -244910.6868 | -182990.1409 | -202642.5877 | -219750.0889 | -233732.6165
Debt repeyament | $ |  | -61770 | -61770 | -61770 | -61770 | -61770 | -61770 | -61770 | -61770 | -61770 | -61770
Tax shield | $ |  | 75230.4 | 120368.64 | 72221.184 | 43257.48 | 43257.48 | 21816.816 | 0 | 0 | 0 | 0
After-Tax Net Equity Cash Flow (adj. for non-cash expense) |  |  | 323767.8445 | 209248.1863 | 91888.2729 | -13618.1714 | -89320.0582 | -141021.0868 | -182990.1409 | -202642.5877 | -219750.0889 | -233732.6165
Net Present Value | $ | -1322010.4737 | -18760.4959 | -243412.9254 | -171945.4257 | -151328.7332 | -178070.2239 | -144320.9022 | -110717.0577 | -106791.8094 | -101518.9663 | -95143.9338
Net Present Value (adj. for non-cash expense) | $ | -3.0122e-09 | 301096.6469 | 213525.8501 | 72843.204 | -20419.6353 | -61187.1008 | -91687.1977 | -110717.0577 | -106791.8094 | -101518.9663 | -95143.9338
Capital Structure
Debt | % | bar: 0
Cost of Debt | % | bar: 0
Equity | % | 0: 100%
Cost of Equity | % | 0: 12%
Tax Rate | % | 0: 21%
WACC | % | 0: 12%
Interest Rate on loan | bar: 0
Total Capex |  | 0: 1791200
Total Capex (w/o government subs.) |  | 0: 2059000
Battery Capex | $ | 0: 520000
Battery Subsidy | % | 0: 26%
Battery Sub. Capex | $ | 0: 384800
Solar Capex | $ | 0: 510000
Solar Subsidy | % | 0: 26%
Solar Sub. Capex | $ | 0: 377400
Electolyzer Capex | $ | 0: 545000
Electolyzer Subsidy | % | bar: 0
Electolyzer Sub. Capex | $ | 0: 545000
Capex (confirmed) |  | 0: 484000
Total Capex | $ | 0: 2059000
Total Subsidy | $ | 0: 26%
Total Sub. Capex | $ | 0: 1523660

## Debt rolling
10 Years
H2 1-1-1 scenario | Units |  | 1 | 2 | 3 | 4 | 5 | 6 | 7 | 8 | 9 | 10
Debt, b.o.p | $ |  | 617700 | 555930 | 494160 | 432390 | 370620 | 308850 | 247080 | 185310 | 123540 | 61770
Repayment | $ |  | 61770 | 61770 | 61770 | 61770 | 61770 | 61770 | 61770 | 61770 | 61770 | 61770
Debt, e.o.p | $ | 617700 | 555930 | 494160 | 432390 | 370620 | 308850 | 247080 | 185310 | 123540 | 61770 | 7.276e-11
Interest Expense | $ |  | -19364.895 | -17326.485 | -15288.075 | -13249.665 | -11211.255 | -9172.845 | -7134.435 | -5096.025 | -3057.615 | -1019.205
10 Years
H2-BEP scenario | Units |  | 1 | 2 | 3 | 4 | 5 | 6 | 7 | 8 | 9 | 10
Debt, b.o.p | $ |  | 1791200 | 1612080 | 1432960 | 1253840 | 1074720 | 895600 | 716480 | 537360 | 358240 | 179120
Repayment | $ |  | 179120 | 179120 | 179120 | 179120 | 179120 | 179120 | 179120 | 179120 | 179120 | 179120
Debt, e.o.p | $ | 1791200 | 1612080 | 1432960 | 1253840 | 1074720 | 895600 | 716480 | 537360 | 358240 | 179120 | 0
Interest Expense | $ |  | -56154.12 | -50243.16 | -44332.2 | -38421.24 | -32510.28 | -26599.32 | -20688.36 | -14777.4 | -8866.44 | -2955.48
20 Years
20Y-scenario | Units
|  |  | 1 | 2 | 3 | 4 | 5 | 6 | 7 | 8 | 9 | 10 | 11 | 12 | 13 | 14 | 15 | 16 | 17 | 18 | 19 | 20
Debt, b.o.p | $ |  | 1791200 | 1701640 | 1612080 | 1522520 | 1432960 | 1343400 | 1253840 | 1164280 | 1074720 | 985160 | 895600 | 806040 | 716480 | 626920 | 537360 | 447800 | 358240 | 268680 | 179120 | 89560
Repayment | $ |  | 89560 | 89560 | 89560 | 89560 | 89560 | 89560 | 89560 | 89560 | 89560 | 89560 | 89560 | 89560 | 89560 | 89560 | 89560 | 89560 | 89560 | 89560 | 89560 | 89560
Debt, e.o.p | $ | 1791200 | 1701640 | 1612080 | 1522520 | 1432960 | 1343400 | 1253840 | 1164280 | 1074720 | 985160 | 895600 | 806040 | 716480 | 626920 | 537360 | 447800 | 358240 | 268680 | 179120 | 89560 | 0
Interest Expense | $ |  | -57631.86 | -54676.38 | -51720.9 | -48765.42 | -45809.94 | -42854.46 | -39898.98 | -36943.5 | -33988.02 | -31032.54 | -28077.06 | -25121.58 | -22166.1 | -19210.62 | -16255.14 | -13299.66 | -10344.18 | -7388.7 | -4433.22 | -1477.74

## H2 1-1-1 goal
PEM (20 MW) analysis performed by Lazard's |  | 0 | 1 | 2 | 3 | 4 | 5 | 6 | 7 | 8 | 9 | 10
items | Units
Technical
Electricity output per day | kW per hour | 0: 300
Working Hours per day | Hours | 0: 24
Electricity Consumption per year | kWh | 2016000 | 2016000 | 2016000 | 2016000 | 2016000 | 2016000 | 2016000 | 2016000 | 2016000 | 2016000 | 2016000
Price of electricity from the grid | $ | 0: 66
Consumption from grid | kW per day | 0: 5760
Coefficient electrolyzer |  | 0: 0.8
Other Hydrogen system | $ | 0: 290000
Capex (confirmed) -- Electrolyzer | $ | 0: 255000
Total Capex | $
Plant Lifetime | Years | 0: 10
Electrolyzer stack Lifetime | Hours | 0: 80000
Electrolyzer stack Lifetime | Years | 0: 9.5238
Operating Days | days | 0: 350
Heating Value | kWh/kg H2 | 48 | 48.9796 | 50 | 51.0638 | 52.1739 | 53.3333 | 54.5455 | 55.814 | 57.1429 | 58.5366 | 60
Electrolyzer Utilization | % | 0: 98%
Electrolyzer Efficiency | % LHV | 0: 70%
Electrolyzerremaining capacity in 10Y | % | 0: 80%
Electrolyzer depreciation rate | % | 0: 1.4%
Electrolyzer Efiiciency (/w depreciation) |  |  | 68.6% | 67.2% | 65.8% | 64.4% | 63% | 61.6% | 60.2% | 58.8% | 57.4% | 56%
KWh per KG H2 |  | 0: 33.6
Inflation | % | 0: 2.5%
Operating
Annual H2 produced | kg per year |  | 40336.8 | 39513.6 | 38690.4 | 37867.2 | 37044 | 36220.8 | 35397.6 | 34574.4 | 33751.2 | 32928
Daily H2 production | kg per day | 0: 115.248
Revenue from H2 sales | $ |  | 40336.8 | 39513.6 | 38690.4 | 37867.2 | 37044 | 36220.8 | 35397.6 | 34574.4 | 33751.2 | 32928
Process Water Costs | $ / kg H2 | 0: 0.021
Total water costs | $ |  | 868.2496 | 871.7935 | 874.9719 | 877.7644 | 880.1496 | 882.1055 | 883.6091 | 884.6365 | 885.1631 | 885.1631
Chosen scenario
Scenario 1: All electricity is bought from grid
Electricity Cost | $/MWh | 0: 16.2024
Energy sold from battery to grid | $ |  | -60345.4698 | -58836.8331 | -57365.9122 | -55931.7644 | -54533.4703 | -53170.1336 | -51840.8802 | -50544.8582 | -49281.2368 | -48049.2058
Energy price from battery | $ / MWh |  | 138.22 | 138.22 | 138.22 | 138.22 | 138.22 | 138.22 | 138.22 | 138.22 | 138.22 | 138.22
Battery annual MWh | MWh |  | 436.59 | 425.6753 | 415.0334 | 404.6575 | 394.5411 | 384.6776 | 375.0606 | 365.6841 | 356.542 | 347.6285
Energy sold from PV to grid | $ |  | -29285.0297 | -29285.0297 | -29285.0297 | -29285.0297 | -29285.0297 | -29285.0297 | -29285.0297 | -29285.0297 | -29285.0297 | -29285.0297
Energy price from PV | $ / MWh |  | 138.22 | 138.22 | 138.22 | 138.22 | 138.22 | 138.22 | 138.22 | 138.22 | 138.22 | 138.22
PV annual MWh | MWh |  | 211.8726 | 211.8726 | 211.8726 | 211.8726 | 211.8726 | 211.8726 | 211.8726 | 211.8726 | 211.8726 | 211.8726
Total Electricity Cost per year | $ |  | -56966.5604 | -55457.9236 | -53987.0028 | -52552.855 | -51154.5609 | -49791.2241 | -48461.9708 | -47165.9488 | -45902.3273 | -44670.2964
Discounted Total Electricity cost per year
Scenario chosen: Scenario 1: All electricity is bought from grid
Scenario 1: All electricity is bought from grid
Electricity Cost | $/MWh | 0: 16.2024
Energy sold from battery to grid | $ |  | -60345.4698 | -58836.8331 | -57365.9122 | -55931.7644 | -54533.4703 | -53170.1336 | -51840.8802 | -50544.8582 | -49281.2368 | -48049.2058
Energy price from battery | $ / MWh |  | 138.22 | 138.22 | 138.22 | 138.22 | 138.22 | 138.22 | 138.22 | 138.22 | 138.22 | 138.22
Battery annual MWh | MWh |  | 436.59 | 425.6753 | 415.0334 | 404.6575 | 394.5411 | 384.6776 | 375.0606 | 365.6841 | 356.542 | 347.6285
Energy sold from PV to grid | $ |  | -29285.0297 | -29285.0297 | -29285.0297 | -29285.0297 | -29285.0297 | -29285.0297 | -29285.0297 | -29285.0297 | -29285.0297 | -29285.0297
Energy price from PV | $ / MWh |  | 138.22 | 138.22 | 138.22 | 138.22 | 138.22 | 138.22 | 138.22 | 138.22 | 138.22 | 138.22
PV annual MWh | MWh |  | 211.8726 | 211.8726 | 211.8726 | 211.8726 | 211.8726 | 211.8726 | 211.8726 | 211.8726 | 211.8726 | 211.8726
Total Electricity Cost per year | $ |  | -56966.5604 | -55457.9236 | -53987.0028 | -52552.855 | -51154.5609 | -49791.2241 | -48461.9708 | -47165.9488 | -45902.3273 | -44670.2964
Discounted Total Electricity cost per year
Scenario 2: Electricity from battery and PV is fully utilised
Electricity Cost | $/MWh | 0: 16.2024
Energy sold from battery to grid | $ |  | 0 | 0 | 0 | 0 | 0 | 0 | 0 | 0 | 0 | 0
Energy price from battery | $ / MWh |  | 138.22 | 138.22 | 138.22 | 138.22 | 138.22 | 138.22 | 138.22 | 138.22 | 138.22 | 138.22
Battery annual MWh | MWh |  | 436.59 | 425.6753 | 415.0334 | 404.6575 | 394.5411 | 384.6776 | 375.0606 | 365.6841 | 356.542 | 347.6285
Energy sold from PV to grid | $ |  | 0 | 0 | 0 | 0 | 0 | 0 | 0 | 0 | 0 | 0
Energy price from PV | $ / MWh |  | 138.22 | 138.22 | 138.22 | 138.22 | 138.22 | 138.22 | 138.22 | 138.22 | 138.22 | 138.22
PV annual MWh | MWh |  | 211.8726 | 211.8726 | 211.8726 | 211.8726 | 211.8726 | 211.8726 | 211.8726 | 211.8726 | 211.8726 | 211.8726
Total Electricity Cost per year | $ |  | 22157.3207 | 22334.1653 | 22506.5888 | 22674.7017 | 22838.6118 | 22998.4242 | 23154.2412 | 23306.1628 | 23454.2863 | 23598.7068
Scenario 3: Electricity from battery is fully utilised and PV is sold to grid
Electricity Cost | $/MWh | 0: 16.2024
Energy sold from battery to grid | $ |  | 0 | 0 | 0 | 0 | 0 | 0 | 0 | 0 | 0 | 0
Energy price from battery | $ / MWh |  | 138.22 | 138.22 | 138.22 | 138.22 | 138.22 | 138.22 | 138.22 | 138.22 | 138.22 | 138.22
Battery annual MWh | MWh |  | 436.59 | 425.6753 | 415.0334 | 404.6575 | 394.5411 | 384.6776 | 375.0606 | 365.6841 | 356.542 | 347.6285
Energy sold from PV to grid | $ |  | -29285.0297 | -29285.0297 | -29285.0297 | -29285.0297 | -29285.0297 | -29285.0297 | -29285.0297 | -29285.0297 | -29285.0297 | -29285.0297
Energy price from PV | $ / MWh |  | 138.22 | 138.22 | 138.22 | 138.22 | 138.22 | 138.22 | 138.22 | 138.22 | 138.22 | 138.22
PV annual MWh | MWh |  | 211.8726 | 211.8726 | 211.8726 | 211.8726 | 211.8726 | 211.8726 | 211.8726 | 211.8726 | 211.8726 | 211.8726
Total Electricity Cost per year | $ |  | -3694.8749 | -3518.0303 | -3345.6068 | -3177.4939 | -3013.5838 | -2853.7715 | -2697.9545 | -2546.0329 | -2397.9093 | -2253.4888
Scenario 4: Electricity from PV is fully utilised and battery is sold to grid
Electricity Cost | $/MWh | 0: 16.2024
Energy sold from battery to grid | $ |  | -60345.4698 | -58836.8331 | -57365.9122 | -55931.7644 | -54533.4703 | -53170.1336 | -51840.8802 | -50544.8582 | -49281.2368 | -48049.2058
Energy price from battery | $ / MWh |  | 138.22 | 138.22 | 138.22 | 138.22 | 138.22 | 138.22 | 138.22 | 138.22 | 138.22 | 138.22
Battery annual MWh | MWh |  | 436.59 | 425.6753 | 415.0334 | 404.6575 | 394.5411 | 384.6776 | 375.0606 | 365.6841 | 356.542 | 347.6285
Energy sold from PV to grid | $ |  | 0 | 0 | 0 | 0 | 0 | 0 | 0 | 0 | 0 | 0
Energy price from PV | $ / MWh |  | 138.22 | 138.22 | 138.22 | 138.22 | 138.22 | 138.22 | 138.22 | 138.22 | 138.22 | 138.22
PV annual MWh | MWh |  | 211.8726 | 211.8726 | 211.8726 | 211.8726 | 211.8726 | 211.8726 | 211.8726 | 211.8726 | 211.8726 | 211.8726
Total Electricity Cost per year | $ |  | -31114.3648 | -29605.728 | -28134.8072 | -26700.6594 | -25302.3653 | -23939.0285 | -22609.7752 | -21313.7532 | -20050.1317 | -18818.1008
Warranty & Insurance (% of Capex) | % | 1% | 5504.5 | 5559.545 | 5615.1404 | 5671.2919 | 5728.0048 | 5785.2848 | 5843.1377 | 5901.569 | 5960.5847 | 6020.1906
Warranty & Insurance (% growth) | % | bar: 0
O&M costs (% of Capex) | % | 1.5% | 8358.9375 | 8547.0136 | 8739.3214 | 8935.9561 | 9137.0151 | 9342.598 | 9552.8064 | 9767.7446 | 9987.5188 | 10212.238
Annual Infaltion | % | 0: 2.25%
Total Opex |  |  | -42180.2167 | -40499.8062 | -38854.5195 | -37243.3791 | -35665.431 | -34119.7436 | -32605.4077 | -31121.5355 | -29667.2606 | -28241.7368
EBITDA |  |  | 82517.0167 | 80013.4062 | 77544.9195 | 75110.5791 | 72709.431 | 70340.5436 | 68003.0077 | 65695.9355 | 63418.4606 | 61169.7368
EBITDA margin | % |  | 204.6% | 202.5% | 200.4% | 198.4% | 196.3% | 194.2% | 192.1% | 190% | 187.9% | 185.8%
EBITDA margin (net of revenue from energy resale) | % |  | -17.5% | -20.57% | -23.79% | -27.15% | -30.68% | -34.38% | -38.27% | -42.35% | -46.65% | -51.18%
Depreciation (IRS) | $ |  | -123540 | -197664 | -118598.4 | -71035.5 | -71035.5 | -35826.6 | 0 | 0 | 0 | 0
Interest expense | $ |  | -19364.895 | -17326.485 | -15288.075 | -13249.665 | -11211.255 | -9172.845 | -7134.435 | -5096.025 | -3057.615 | -1019.205
Tax expense | $ |  | 0 | 0 | 0 | 0 | 0 | -5321.6307 | -12782.4003 | -12725.9812 | -12675.7776 | -12631.6117
After-Tax Net Equity Cash Flow | $ |  | -60387.8783 | -134977.0788 | -56341.5555 | -9174.5859 | -9537.324 | 20019.4679 | 48086.1724 | 47873.9293 | 47685.068 | 47518.9201
Debt repeyament | $ |  | -61770 | -61770 | -61770 | -61770 | -61770 | -61770 | -61770 | -61770 | -61770 | -61770
Tax shield | $ |  | 25943.4 | 41509.44 | 24905.664 | 14917.455 | 14917.455 | 7523.586 | 0 | 0 | 0 | 0
After-Tax Net Equity Cash Flow (adj. for non-cash expense) |  |  | 63152.1217 | 62686.9212 | 62256.8445 | 61860.9141 | 61498.176 | 55846.0679 | 48086.1724 | 47873.9293 | 47685.068 | 47518.9201
Net Present Value | $ | -382416.1013 | -85905.7842 | -123754.4953 | -66342.1126 | -35606.2545 | -31997.1261 | -17340.4361 | -6189.8687 | -5612.3899 | -5079.1677 | -4588.4663
Net Present Value (adj. for non-cash expense) | $ | 73482.6647 | 24397.7872 | 33822.0354 | 18073.886 | 9538.0899 | 8310.3243 | 810.4344 | -6189.8687 | -5612.3899 | -5079.1677 | -4588.4663
Capital Structure
Debt | % | bar: 0
Cost of Debt | % | bar: 0
Equity | % | 0: 100%
Cost of Equity | % | 0: 12%
Tax Rate | % | 0: 21%
WACC | % | 0: 12%
Interest Rate on loan |  | 0: 3.3%; 1: US T-bill 10Y
Total Capex |  | 0: 617700
Total Capex (w/o government subs.) |  | 0: 2059000
Dicounted value of debt |  | 417144.1149 | -72441.8705 | -63055.2336 | -54848.4157 | -47676.3533 | -41411.5241 | -35941.8531 | -31168.8671 | -27006.066 | -23377.4879 | -20216.4436
Discounted Opex (USD) |  | -205905.3646 | -37660.9077 | -32286.1975 | -27655.8795 | -23668.8407 | -20237.5234 | -17286.1239 | -14749.0306 | -12569.4662 | -10698.3116 | -9093.0834
Total Output (kg) |  | 366324 | 40336.8 | 39513.6 | 38690.4 | 37867.2 | 37044 | 36220.8 | 35397.6 | 34574.4 | 33751.2 | 32928
Discounted Volumes |  | 211238.7503 | 36015 | 31500 | 27539.0625 | 24065.2902 | 21019.7604 | 18350.5845 | 16012.0766 | 13964.0203 | 12171.0211 | 10601.9347
LCOH per kg |  | 0: 0.57664
LCOH per kg (discounted volume) |  | 0: 1; 1: 70% of total capex -- Gvt. Sub. + 30% financed through debt + grid price subs.
Battery Capex | $ | 0: 520000
Battery Subsidy | % | 0: 100%
Battery Sub. Capex | $ | 0: 0
Solar Capex | $ | 0: 510000
Solar Subsidy | % | 0: 100%
Solar Sub. Capex | $ | 0: 0
Electolyzer Capex | $ | 0: 545000
Electolyzer Subsidy | % | bar: 0
Electolyzer Sub. Capex | $ | 0: 545000
Capex (confirmed) | $ | 0: 484000
Total Capex | $ | 0: 2059000
Total Subsidy | $ | 0: 70%
Total Sub. Capex | $ | 0: 617700

## Grid + solar + CAISO
USD per MW (double) | USD per MW | % of time | Hours per day | Return time (#days when at least one seen)
22.52 | 11.26 | 0.05 | 1.2 | 0
39.96 | 19.98 | 0.1 | 2.4 | 0
47.72 | 23.86 | 0.15 | 3.6 | 0
54.82 | 27.41 | 0.2 | 4.8 | 0
59.5 | 29.75 | 0.25 | 6 | 0 |  | --> price from grid
62.23 | 31.115 | 0.3 | 7.2 | 0
64.53 | 32.265 | 0.35 | 8.4 | 0.01
66.69 | 33.345 | 0.4 | 9.6 | 0.01
69.19 | 34.595 | 0.45 | 10.8 | 0.01
71.57 | 35.785 | 0.5 | 12 | 0.01
74.27 | 37.135 | 0.55 | 13.2 | 0.01
77.04 | 38.52 | 0.6 | 14.4 | 0.01
80.39 | 40.195 | 0.65 | 15.6 | 0.01
84.08 | 42.04 | 0.7 | 16.8 | 0.01
88.48 | 44.24 | 0.75 | 18 | 0.01
93.26 | 46.63 | 0.8 | 19.2 | 0.02
99.74 | 49.87 | 0.85 | 20.4 | 0.02 | once in an hour
110.02 | 55.01 | 0.9 | 21.6 | 0.03
130.76 | 65.38 | 0.95 | 22.8 | 0.07
138.22 | 69.11 | 0.96 | 23.04 | 0.09 | 1h30 min per day
151.41 | 75.705 | 0.97 | 23.28 | 0.12 | 45 min per day
166.79 | 83.395 | 0.98 | 23.52 | 0.17 | 30 min per day
212.19 | 106.095 | 0.99 | 23.76 | 0.35
268.26 | 134.13 | 0.995 | 23.88 | 1 | once a day
492.12 | 246.06 | 0.999 | 23.976 | 3.5 | twice in a week
556.32 | 278.16 | 0.9995 | 23.988 | 6.9 | one in a week
2000.96 | 1000.48 | 0.9999 | 23.9976 | 34.7 | one in a month
2335.21 | 1167.605 | 0.99999 | 23.9998 | 347.2 | once in a year